## TOC
Table of Contents
Tab | Section | Notes
Aurora Output==> | Aurora
Energy Mkt Benefits | Aurora
Energy Revenue | Aurora
Cap Revenue | Aurora
Report_Figure 7 | Figures & Tables
Report_Figure 7 Graph Data | Figures & Tables
Report_Figure 23_Nominal | Figures & Tables
Report_Figure 24_Real | Figures & Tables
Report_Figure 25_NPV | Figures & Tables
Report_Figure 23_Data | Figures & Tables
Report_Figure 24_Data | Figures & Tables
Report_Figure 25_Data | Figures & Tables
Report_Table 2 | Figures & Tables
Report_Table 6 | Figures & Tables
Report_Table 7 | Figures & Tables
OSW_Annual | Intermediate Calculations
OSW_Backup | Intermediate Calculations
Storage_Annual | Intermediate Calculations
Storage_Backup | Intermediate Calculations
SooGreen_Annual | Intermediate Calculations
Soo Green_Backup | Intermediate Calculations
All_Annual | Intermediate Calculations
REC Spend projected | Supporting Data & Assumptions
Assumptions | Supporting Data & Assumptions
CCR_BTM | Supporting Data & Assumptions
CCR_Utility-Scale | Supporting Data & Assumptions
CCR_OSW | Supporting Data & Assumptions
Report Table 6 Backup==> | Table 6 Backup
Battery_Comm_Resi_Annual | Table 6 Backup
Com_Res_MW Breakdown | Table 6 Backup
BTM_Storage_Backup | Table 6 Backup
Storage Cost Analysis==> | Storage Cost Backup
Batteries_Utility | Storage Cost Backup
Batteries_Comm_Resi | Storage Cost Backup
ModelFactors | Storage Cost Backup
Data=> | Storage Cost Backup
Storage_Ann_Development | Storage Cost Backup
NREL 2023 ATB==> | Storage Cost Backup
Utility-Scale Battery Storage | Storage Cost Backup
Comm Battery Storage | Storage Cost Backup
Resi Battery Storage | Storage Cost Backup
FRED Graph_22Oct2023 | Storage Cost Backup
EIA AEO 2023==> | Storage Cost Backup
EIA_AEO_2023_Table 3 | Storage Cost Backup
EIA_AEO_2023_Table 4 | Storage Cost Backup
OSW==> | OSW Backup
OSW_Input | OSW Backup
OSW_Data==> | OSW Backup
OSW Learning Scalers | OSW Backup
Table 10_CapEx | OSW Backup
Table 12_OpEx | OSW Backup
Soo Green==> | Soo Green Backup
LBNL Solar==> | Soo Green Backup
Introduction | Soo Green Backup
LCOE of Utility-Scale PV | Soo Green Backup
LCOE vs. PPA Price | Soo Green Backup
LBNL Wind==> | Soo Green Backup
Introduction_Wind | Soo Green Backup
Wind LCOE Over Time | Soo Green Backup

## Energy Mkt Benefits
Name | (Multiple Items) | (ComEd, LRZ4) | Name | (Multiple Items) | (ComEd, LRZ4) |  | Name | (Multiple Items) | (ComEd, LRZ4) |  | Name | (Multiple Items) | (ComEd, LRZ4) |  | Name | (Multiple Items) | (ComEd, LRZ4)
Reference Case |  |  | OSW |  |  |  | Storage |  |  |  | SOO Green |  |  |  | All
Row Labels | Sum of Sum(ZoneHour1.Demand) | Sum of Cost to Load ($) | Row Labels | Sum of Sum(ZoneHour1.Demand) | Sum of Cost to Load ($) | Energy Market Impact ($) | Row Labels | Sum of Sum(ZoneHour1.Demand) | Sum of Cost to Load ($) | Energy Market Impact ($) | Row Labels | Sum of Sum(ZoneHour1.Demand) | Sum of Cost to Load ($) | Energy Market Impact ($) | Row Labels | Sum of Sum(ZoneHour1.Demand) | Sum of Cost to Load ($) | Energy Market Impact ($)
2025 | 142575377.7488 | 4720518708.1872 | 2025 | 142575377.7488 | 4720518708.1872 | 0 | 2025 | 142575377.7488 | 4720518708.1872 | 0 | 2025 | 142575377.7488 | 4720518708.1872 | 0 | 2025 | 142575377.7488 | 4720518708.1872 | 0
2026 | 142874686.8225 | 4857967195.0858 | 2026 | 142874686.8225 | 4857967195.0858 | 0 | 2026 | 142874686.8225 | 4857967195.0858 | 0 | 2026 | 142874686.8225 | 4857967195.0858 | 0 | 2026 | 142874686.8225 | 4857967195.0858 | 0
2027 | 143316431.5547 | 4608040269.4371 | 2027 | 143316431.5547 | 4608040269.4371 | 0 | 2027 | 143316431.5547 | 4608040269.4371 | 0 | 2027 | 143316431.5547 | 4608040269.4371 | 0 | 2027 | 143316431.5547 | 4608040269.4371 | 0
2028 | 144030323.863 | 4655466411.6986 | 2028 | 144030323.863 | 4655466411.6986 | 0 | 2028 | 144030323.863 | 4655466411.6986 | 0 | 2028 | 144030323.863 | 4655466411.6986 | 0 | 2028 | 144030323.863 | 4655466411.6986 | 0
2029 | 144151298.8982 | 4768693401.7548 | 2029 | 144151298.8982 | 4768684724.5568 | 8677.198 | 2029 | 144151298.8982 | 4768687368.9732 | 6032.7816 | 2029 | 144151298.8982 | 4768706686.7166 | -13284.9618 | 2029 | 144151298.8982 | 4768657728.321 | 35673.4337
2030 | 144388481.7615 | 4788661862.6905 | 2030 | 144388481.7615 | 4773885850.106 | 14776012.5846 | 2030 | 144388481.7615 | 4764115227.7283 | 24546634.9622 | 2030 | 144388481.7615 | 4627910903.4424 | 160750959.2482 | 2030 | 144388481.7615 | 4603063079.9905 | 185598782.7
2031 | 144346943.7007 | 4798778133.8725 | 2031 | 144346943.7007 | 4810350933.419 | -11572799.5465 | 2031 | 144346943.7007 | 4788229410.6733 | 10548723.1992 | 2031 | 144346943.7007 | 4659930719.0725 | 138847414.8 | 2031 | 144346943.7007 | 4650553061.6569 | 148225072.2156
2032 | 144564041.4114 | 4847447322.849 | 2032 | 144564041.4114 | 4816770576.1783 | 30676746.6708 | 2032 | 144564041.4114 | 4779849918.4335 | 67597404.4156 | 2032 | 144564041.4114 | 4672356519.7607 | 175090803.0884 | 2032 | 144564041.4114 | 4640221757.9638 | 207225564.8852
2033 | 144234393.9658 | 4977522944.0379 | 2033 | 144234393.9658 | 4971981343.1965 | 5541600.8415 | 2033 | 144234393.9658 | 4945968284.6161 | 31554659.4218 | 2033 | 144234393.9658 | 4822969355.2902 | 154553588.7478 | 2033 | 144234393.9658 | 4811102771.3538 | 166420172.6841
2034 | 144411538.1182 | 5093175740.3152 | 2034 | 144411538.1182 | 5103674806.4491 | -10499066.1339 | 2034 | 144411538.1182 | 5047935263.4095 | 45240476.9057 | 2034 | 144411538.1182 | 4917554163.0899 | 175621577.2253 | 2034 | 144411538.1182 | 4899114807.4993 | 194060932.8159
2035 | 144778102.8269 | 5230031673.8673 | 2035 | 144778102.8269 | 5216553374.9127 | 13478298.9546 | 2035 | 144778102.8269 | 5186323676.9705 | 43707996.8968 | 2035 | 144778102.8269 | 5042583477.1746 | 187448196.6927 | 2035 | 144778102.8269 | 5023730021.1372 | 206301652.7301
2036 | 145513035.5896 | 5397398886.4158 | 2036 | 145513035.5896 | 5385997548.3057 | 11401338.11 | 2036 | 145513035.5896 | 5354814658.1995 | 42584228.2163 | 2036 | 145513035.5896 | 5201982337.2915 | 195416549.1243 | 2036 | 145513035.5896 | 5186503458.3274 | 210895428.0884
2037 | 145602756.4297 | 5457835719.6888 | 2037 | 145602756.4297 | 5468700298.6378 | -10864578.949 | 2037 | 145602756.4297 | 5449942784.5478 | 7892935.141 | 2037 | 145602756.4297 | 5250411675.6356 | 207424044.0532 | 2037 | 145602756.4297 | 5251580331.9075 | 206255387.7813
2038 | 146065497.075 | 5717505083.4863 | 2038 | 146065497.075 | 5713516487.1901 | 3988596.2962 | 2038 | 146065497.075 | 5710837188.7158 | 6667894.7705 | 2038 | 146065497.075 | 5506287924.9328 | 211217158.5535 | 2038 | 146065497.075 | 5508819519.1524 | 208685564.3339
2039 | 146171310.5664 | 5773561509.7969 | 2039 | 146171310.5664 | 5748290211.3523 | 25271298.4445 | 2039 | 146171310.5664 | 5757229778.3501 | 16331731.4467 | 2039 | 146171310.5664 | 5528089505.6883 | 245472004.1086 | 2039 | 146171310.5664 | 5559612584.6888 | 213948925.1081
2040 | 146285295.501 | 6067681037.7502 | 2040 | 146285295.501 | 6071889077.9653 | -4208040.2151 | 2040 | 146285295.501 | 6064057439.1263 | 3623598.6239 | 2040 | 146285295.501 | 5795288448.8471 | 272392588.9031 | 2040 | 146285295.501 | 5812935205.2677 | 254745832.4825
2041 | 146443661.2842 | 6423015552.122 | 2041 | 146443642.4023 | 6396538922.0646 | 26476630.0574 | 2041 | 146443661.2842 | 6396582066.3418 | 26433485.7802 | 2041 | 146443661.2842 | 6115070985.6496 | 307944566.4724 | 2041 | 146443661.2842 | 6154238450.2163 | 268777101.9058
2042 | 146615165.2505 | 6475271596.7589 | 2042 | 146615165.2505 | 6459676109.0426 | 15595487.7163 | 2042 | 146615165.2505 | 6496643237.903 | -21371641.1442 | 2042 | 146615165.2505 | 6174148756.1103 | 301122840.6486 | 2042 | 146615165.2505 | 6217114986.5113 | 258156610.2476
2043 | 146666337.1902 | 6697595572.1464 | 2043 | 146666337.1902 | 6659380127.0249 | 38215445.1215 | 2043 | 146666337.1902 | 6711827540.6907 | -14231968.5442 | 2043 | 146666337.1902 | 6378448749.0507 | 319146823.0957 | 2043 | 146666337.1902 | 6461952109.0409 | 235643463.1055
2044 | 146719904.002 | 6811781668.4249 | 2044 | 146719904.002 | 6829458141.139 | -17676472.7141 | 2044 | 146719904.002 | 6852103270.7585 | -40321602.3336 | 2044 | 146719904.002 | 6562378668.9657 | 249402999.4592 | 2044 | 146719904.002 | 6568166928.3515 | 243614740.0734
2045 | 146844973.3162 | 7637684478.8241 | 2045 | 146844958.7771 | 7614671471.2832 | 23013007.5409 | 2045 | 146845004.6501 | 7561866150.2314 | 75818328.5927 | 2045 | 146845004.6501 | 7203708065.2854 | 433976413.5386 | 2045 | 146845004.6501 | 7149293037.8351 | 488391440.9889
2046 | 146952757.4407 | 7952293748.6357 | 2046 | 146952948.0486 | 7924029373.074 | 28264375.5618 | 2046 | 146953156.7937 | 7818270433.743 | 134023314.8927 | 2046 | 146953156.7937 | 7443495713.0809 | 508798035.5548 | 2046 | 146953156.7937 | 7394630166.7095 | 557663581.9262
2047 | 147049023.5938 | 8132662979.1526 | 2047 | 147049003.2144 | 8104982802.9656 | 27680176.187 | 2047 | 147049143.1533 | 8039743789.4123 | 92919189.7402 | 2047 | 147049143.1533 | 7656073647.6779 | 476589331.4747 | 2047 | 147049143.1533 | 7566597587.9246 | 566065391.2279
2048 | 147150746.9758 | 8368795157.8718 | 2048 | 147150795.0808 | 8363330248.6953 | 5464909.1765 | 2048 | 147150940.9773 | 8375191946.4301 | -6396788.5583 | 2048 | 147150940.9773 | 7847265214.2083 | 521529943.6635 | 2048 | 147150940.9773 | 7781182278.5904 | 587612879.2814
2049 | 147261440.7524 | 8833152778.6587 | 2049 | 147261587.9907 | 8746546395.2009 | 86606383.4577 | 2049 | 147261623.6733 | 8641210805.9866 | 191941972.6721 | 2049 | 147261623.6733 | 8217856644.8456 | 615296133.8131 | 2049 | 147261623.6733 | 8016722284.8407 | 816430493.8179
Grand Total | 3635013525.6389 | 149092539433.5289 | Grand Total | 3635013857.7898 | 148790901407.1684 | 301638026.3606 | Grand Total | 3635014452.8079 | 148353422825.6498 | 739116607.8791 | Grand Total | 3635014452.8079 | 143234510746.2252 | 5858028687.3037 | Grand Total | 3635014452.8079 | 142867784741.6953 | 6224754691.8337

## Energy Revenue
Offshore Wind |  |  | ($M) | ($) | Storage | ($M) |  | ($M) | ($) | ($/MWh) | [5 empty] | Offshore Wind (All) |  |  | ($M) | ($) | Storage (All) | ($M) |  | ($M) | ($) | ($/MWh)
Row Labels | Sum of Capability_MWh | Sum of Output_MWH | Sum of Energy_Revenue | Energy Revenue | Row Labels | Sum of Storage_Charging_Cost | Sum of Generation_MWh | Sum of Energy_Revenue | Energy Revenue (Reported) | Margin | [5 empty] | Row Labels | Sum of Capability_MWh | Sum of Output_MWH | Sum of Energy_Revenue | Energy Revenue | Row Labels | Sum of Storage_Charging_Cost | Sum of Generation_MWh | Sum of Energy_Revenue | Energy Revenue (Reported) | Margin
2025 | 0 | 0 | 0 | 0 | 2025 | 0 | 0 | 0 | [7 empty] | 2025 | 0 | 0 | 0 | 0 | 2025 | 0 | 0 | 0
2026 | 0 | 0 | 0 | 0 | 2026 | 0 | 0 | 0 | [7 empty] | 2026 | 0 | 0 | 0 | 0 | 2026 | 0 | 0 | 0
2027 | 0 | 0 | 0 | 0 | 2027 | 0 | 0 | 0 | [7 empty] | 2027 | 0 | 0 | 0 | 0 | 2027 | 0 | 0 | 0
2028 | 0 | 0 | 0 | 0 | 2028 | 0 | 0 | 0 |  |  | SOO Green | (MWa) | (MWh) | ($M) | ($) | 2028 | 0 | 0 | 0 | 0 | 2028 | 0 | 0 | 0 |  |  | SOO Green (All) | (MWa) | (MWh) | ($M) | ($) | ($) | (MWh)
2029 | 0 | 0 | 0 | 0 | 2029 | 0 | 0 | 0 |  |  | Row Labels | Average of CleanFlow | Sum of CleanFlow | Sum of EnergyRev | Energy Revenue | 2029 | 0 | 0 | 0 | 0 | 2029 | 0 | 0 | 0 |  |  | Row Labels | Average of CleanFlow | Sum of CleanFlow | Sum of EnergyRev | Energy Revenue | Combined Energy Revenue | Combined MWh
2030 | 692127 | 686723 | 21592.37 | 21592370 | 2030 | 63579.638 | 2193330.79 | 105717.141 | 42137503 | 19.2116 | 2030 | 1466.9634 | 12850599.3423 | 374811342.3345 | 374811342.3345 | 2030 | 692127 | 675132 | 20213.73 | 20213730 | 2030 | 58242.4363 | 2084143.5108 | 99899.5895 | 41657153.212 | 19.9877 | 2030 | 1466.9634 | 12850599.3423 | 374811342.3345 | 374811342.3345 | 436682225.5465 | 15609874.8531
2031 | 690528.8 | 683410.8 | 21713.63 | 21713630 | 2031 | 124965.761 | 4189431.16 | 198463.404 | 73497643 | 17.5436 | 2031 | 1466.1345 | 12843337.7917 | 379315316.9745 | 379315316.9745 | 2031 | 690528.8 | 675609.6 | 20590.96 | 20590960 | 2031 | 118357.5883 | 4097929.6609 | 193478.0804 | 75120492.034 | 18.3313 | 2031 | 1466.1345 | 12843337.7917 | 379315316.9745 | 379315316.9745 | 475026769.0085 | 17616877.0527
2032 | 695357.4 | 688864.3 | 21930.52 | 21930520 | 2032 | 165818.505 | 5506401.95 | 256362.988 | 90544483 | 16.4435 | 2032 | 1463.126 | 12852098.9444 | 380664823.2737 | 380664823.2737 | 2032 | 695357.4 | 679159.3 | 20682.15 | 20682150 | 2032 | 158265.0576 | 5428825.8957 | 251360.7887 | 93095731.098 | 17.1484 | 2032 | 1463.126 | 12852098.9444 | 380664823.2737 | 380664823.2737 | 494442704.3717 | 18960084.14
2033 | 693177.4 | 687795.4 | 22601.15 | 22601150 | 2033 | 204577.852 | 6565953.72 | 316876.023 | 112298171 | 17.1031 | 2033 | 1497.5927 | 13118911.8794 | 391299294.4444 | 391299294.4444 | 2033 | 693177.4 | 676982.8 | 21202.73 | 21202730 | 2033 | 195702.9824 | 6498963.2563 | 313781.0238 | 118078041.4 | 18.1688 | 2033 | 1497.5927 | 13118911.8794 | 391299294.4444 | 391299294.4444 | 530580065.8444 | 20294857.9357
2034 | 692540.4 | 684522.7 | 23043.04 | 23043040 | 2034 | 255351.451 | 7921317.61 | 380719.868 | 125368417 | 15.8267 | 2034 | 1467.6184 | 12856337.4144 | 392019753.4286 | 392019753.4286 | 2034 | 692540.4 | 677879.6 | 21649.31 | 21649310 | 2034 | 245888.7535 | 7896758.1091 | 377827.796 | 131939042.489 | 16.708 | 2034 | 1467.6184 | 12856337.4144 | 392019753.4286 | 392019753.4286 | 545608105.9176 | 21430975.1235
2035 | 691797.2 | 682732.2 | 23557.36 | 23557360 | 2035 | 303611.658 | 9118024.33 | 437508.119 | 133896461 | 14.6848 | 2035 | 1465.2278 | 12835395.1241 | 404040786.4449 | 404040786.4449 | 2035 | 691797.2 | 677076.7 | 22202.61 | 22202610 | 2035 | 291072.3095 | 9066095.1246 | 431272.5686 | 140200259.081 | 15.4642 | 2035 | 1465.2278 | 12835395.1241 | 404040786.4449 | 404040786.4449 | 566443655.5259 | 22578566.9487
2036 | 693256 | 687229.4 | 24220.44 | 24220440 | 2036 | 314800.67 | 9261580.49 | 459793.579 | 144992909 | 15.6553 | 2036 | 1462.6271 | 12847716.6964 | 415582515.8485 | 415582515.8485 | 2036 | 693256 | 681913.4 | 22945.58 | 22945580 | 2036 | 303982.3477 | 9246078.3175 | 452895.9183 | 148913570.664 | 16.1056 | 2036 | 1462.6271 | 12847716.6964 | 415582515.8485 | 415582515.8485 | 587441666.5125 | 22775708.4139
2037 | 692254 | 680322.6 | 24649.71 | 24649710 | 2037 | 314086.675 | 9285420.35 | 471764.575 | 157677900 | 16.9812 | 2037 | 1461.1518 | 12799689.6609 | 419298963.3442 | 419298963.3442 | 2037 | 692254 | 676506.6 | 23153.67 | 23153670 | 2037 | 299426.2071 | 9250582.6336 | 461423.7375 | 161997530.355 | 17.5121 | 2037 | 1461.1518 | 12799689.6609 | 419298963.3442 | 419298963.3442 | 604450163.6992 | 22726778.8946
2038 | 692503.2 | 682469.8 | 25791.76 | 25791760 | 2038 | 322495.843 | 9223821.5 | 490682.695 | 168186852 | 18.234 | 2038 | 1460.6839 | 12795590.5579 | 436346314.7935 | 436346314.7935 | 2038 | 692503.2 | 678333.4 | 24251.05 | 24251050 | 2038 | 306938.6368 | 9187785.233 | 481984.0924 | 175045455.585 | 19.052 | 2038 | 1460.6839 | 12795590.5579 | 436346314.7935 | 436346314.7935 | 635642820.3785 | 22661709.1909
2039 | 693177.4 | 684007.3 | 25927.24 | 25927240 | 2039 | 317584.207 | 9146809.82 | 485755.413 | 168171206 | 18.3858 | 2039 | 1487.479 | 13030315.6045 | 436153352.0578 | 436153352.0578 | 2039 | 693177.4 | 675456.8 | 24258.13 | 24258130 | 2039 | 303374.4188 | 9114180.8191 | 477003.3699 | 173628951.124 | 19.0504 | 2039 | 1487.479 | 13030315.6045 | 436153352.0578 | 436153352.0578 | 634040433.1818 | 22819953.2236
2040 | 694937.8 | 682836 | 27381.8 | 27381800 | 2040 | 333373.954 | 9213638.82 | 514309.08 | 180935126 | 19.6377 | 2040 | 1458.093 | 12807888.6384 | 450685378.5388 | 450685378.5388 | 2040 | 694937.8 | 674169.8 | 25553.35 | 25553350 | 2040 | 315499.4249 | 9162831.1772 | 501761.262 | 186261837.034 | 20.328 | 2040 | 1458.093 | 12807888.6384 | 450685378.5388 | 450685378.5388 | 662500565.5728 | 22644889.6156
2041 | 692127 | 677078.2 | 28702.04 | 28702040 | 2041 | 340147.014 | 9101845.45 | 542742.196 | 202595182 | 22.2587 | 2041 | 1461.9753 | 12806903.2703 | 475398301.5345 | 475398301.5345 | 2041 | 692127 | 669818.1 | 26877.09 | 26877090 | 2041 | 325593.7067 | 9107614.2169 | 535013.4928 | 209419786.097 | 22.9939 | 2041 | 1461.9753 | 12806903.2703 | 475398301.5345 | 475398301.5345 | 711695177.6315 | 22584335.5873
2042 | 690528.8 | 679450.7 | 28925.58 | 28925580 | 2042 | 354245.657 | 9334170.43 | 565845.955 | 211600298 | 22.6694 | 2042 | 1455.6169 | 12751204.132 | 477354863.1497 | 477354863.1497 | 2042 | 690528.8 | 670273.8 | 26991.4 | 26991400 | 2042 | 333710.1072 | 9250767.3006 | 551277.3174 | 217567210.19 | 23.5188 | 2042 | 1455.6169 | 12751204.132 | 477354863.1497 | 477354863.1497 | 721913473.3397 | 22672245.2326
2043 | 692254 | 682122.4 | 29932.12 | 29932120 | 2043 | 366288.583 | 8995039.55 | 540398.366 | 174109783 | 19.3562 | 2043 | 1452.3661 | 12722727.0654 | 496315598.4567 | 496315598.4567 | 2043 | 692254 | 673690.6 | 28212.51 | 28212510 | 2043 | 348178.5829 | 8967541.7925 | 531072.3491 | 182893766.227 | 20.3951 | 2043 | 1452.3661 | 12722727.0654 | 496315598.4567 | 496315598.4567 | 707421874.6837 | 22363959.4579
2044 | 696026.6 | 686102.4 | 30601.91 | 30601910 | 2044 | 372866.314 | 8875557.66 | 537761.98 | 164895666 | 18.5786 | 2044 | 1479.636 | 12997122.5052 | 508326685.9717 | 508326685.9717 | 2044 | 696026.6 | 670501.6 | 28236.01 | 28236010 | 2044 | 352098.5851 | 8842212.0606 | 527388.5953 | 175290010.193 | 19.8242 | 2044 | 1479.636 | 12997122.5052 | 508326685.9717 | 508326685.9717 | 711852706.1647 | 22509836.1658
2045 | 692540.4 | 683890.4 | 33435.63 | 33435630 | 2045 | 398365.687 | 8749988.48 | 582074.082 | 183708395 | 20.9953 | 2045 | 1466.6009 | 12847423.6889 | 545992224.0023 | 545992224.0023 | 2045 | 692540.4 | 672492.4 | 30272.08 | 30272080 | 2045 | 372041.4777 | 8732129.0095 | 565904.2719 | 193862794.228 | 22.2011 | 2045 | 1466.6009 | 12847423.6889 | 545992224.0023 | 545992224.0023 | 770127098.2303 | 22252045.0984
2046 | 691797.2 | 680649.7 | 34403.71 | 34403710 | 2046 | 407078.379 | 8605790.85 | 584979.835 | 177901456 | 20.6723 | 2046 | 1454.7809 | 12743880.6079 | 562036375.7003 | 562036375.7003 | 2046 | 691797.2 | 668284.8 | 31338.81 | 31338810 | 2046 | 386069.0221 | 8653568.9535 | 568804.6324 | 182735610.302 | 21.1168 | 2046 | 1454.7809 | 12743880.6079 | 562036375.7003 | 562036375.7003 | 776110796.0023 | 22065734.3614
2047 | 692127 | 681123.2 | 35243.93 | 35243930 | 2047 | 421062.397 | 8647104.15 | 604111.468 | 183049071 | 21.1688 | 2047 | 1461.3782 | 12801672.6107 | 580611915.9718 | 580611915.9718 | 2047 | 692127 | 668764.6 | 31897.72 | 31897720 | 2047 | 390388.2597 | 8589885.2416 | 577440.7357 | 187052476.003 | 21.7759 | 2047 | 1461.3782 | 12801672.6107 | 580611915.9718 | 580611915.9718 | 799562111.9748 | 22060322.4523
2048 | 693383 | 684460.1 | 36399.17 | 36399170 | 2048 | 427475.134 | 8468323.32 | 614920.8 | 187445666 | 22.1349 | 2048 | 1455.51 | 12785199.544 | 599141301.0991 | 599141301.0991 | 2048 | 693383 | 670430.1 | 32994.5 | 32994500 | 2048 | 399096.079 | 8474241.8635 | 577079.6282 | 177983549.229 | 21.0029 | 2048 | 1455.51 | 12785199.544 | 599141301.0991 | 599141301.0991 | 810119350.3281 | 21929871.5075
2049 | 692503.2 | 679953.4 | 38050.59 | 38050590 | 2049 | 435953.085 | 8445766.28 | 635841.078 | 199887993 | 23.6672 | 2049 | 1460.8599 | 12797132.9062 | 622879794.3169 | 622879794.3169 | 2049 | 692503.2 | 671843.1 | 33886.95 | 33886950 | 2049 | 406984.585 | 8441080.766 | 592003.5323 | 185018947.265 | 21.9189 | 2049 | 1460.8599 | 12797132.9062 | 622879794.3169 | 622879794.3169 | 841785691.5819 | 21910056.7723
Grand Total | 13854943.8 | 13665744 | 558103.7 | 558103700 | Grand Total | 6243728.464 | 160849316.71 | 9326628.645 | 3082900181 | 19.1664 | Grand Total | 29305.4215 | 256891147.9851 | 9348274901.6864 | 9348274901.6864 | Grand Total | 13854943.8 | 13484319.1 | 517410.34 | 517410340 | Grand Total | 5910910.5684 | 160093214.9427 | 9068672.7822 | 3157762213.81 | 19.7245 | Grand Total | 29305.4215 | 256891147.9851 | 9348274901.6864 | 9348274901.6864 | 13023447455.4964 | 430468682.0278

## Cap Revenue
Unit | $/MW-day | $/MW-day | $ | $ | $ | $ | $ |  | UCAP Contributions |  |  | Storage
Policy |  |  | OSW | Storage | SOO Green | SOO Green (All) | All | Resource | Nameplate (MW) | UCAP Factor (%) | UCAP (MW) | Sum of Peak_Capacity | Column Labels
Year | PJM | MISO Price | Capacity Revenue | Capacity Revenue | Capacity Revenue | Capacity Revenue | Capacity Revenue | Offshore Wind | 200 | 22.5% | 45 | Row Labels | MISO_LRZ_4 | PJM_CommEd(NI) | Grand Total
2025 | 68.9487 | 130 | 0 | 0 | 0 | 0 |  | SOO Green | 2100 | 87.27% | 1832.6602 | 2025 | 0 | 0 | 0 |  | SOO Green |  |  | SOO Green (All)
2026 | 108.1346 | 131 | 0 | 0 | 0 | 0 |  | SOO Green (All) | 2100 | 87.27% | 1832.6602 | 2026 | 0 | 0 | 0 |  | PkDay | 1 |  | PkDay | 1
2027 | 61.7787 | 134 | 0 | 0 | 0 | 0 | [5 empty] | 2027 | 0 | 0 | 0 |  | Report_Hour | (Multiple Items) |  | Report_Hour | (Multiple Items)
2028 | 59.9099 | 138 | 0 | 0 | 0 | 0 | [5 empty] | 2028 | 0 | 0 | 0
2029 | 96.5834 | 131 | 0 | 0 | 0 | 0 | [5 empty] | 2029 | 0 | 0 | 0 |  | Row Labels | Average of CleanFlow |  | Row Labels | Average of CleanFlow
2030 | 80.288 | 145 | 1318730.4 | 52095227.98 | 53706328.2376 | 53706328.2376 | 107120286.6176 |  |  |  |  | 2030 | 972.75 | 445.7 | 1418.45 |  | 2030 | 1986.5227 |  | 2030 | 1986.5227
2031 | 103.0054 | 273.5365 | 1691864.1643 | 160990221.9151 | 68902492.9891 | 68902492.9891 | 231584579.0685 |  |  |  |  | 2031 | 1892 | 900 | 2792 |  | 2031 | 2034.9 |  | 2031 | 2034.9
2032 | 101.5643 | 402.073 | 1668193.3929 | 267024494.7168 | 67938482.2861 | 67938482.2861 | 336631170.3957 |  |  |  |  | 2032 | 2452.5 | 1200 | 3652.5 |  | 2032 | 1963.6785 |  | 2032 | 1963.6785
2033 | 199.7033 | 412.1248 | 3280126.4679 | 442709797.5682 | 133585719.07 | 133585719.07 | 579575643.106 |  |  |  |  | 2033 | 2978 | 1500 | 4478 |  | 2033 | 868.6608 |  | 2033 | 868.6608
2034 | 210.4796 | 422.4279 | 3457126.9607 | 566658373.0715 | 140794202.7507 | 140794202.7507 | 710909702.7828 |  |  |  |  | 2034 | 3612.875 | 1875 | 5487.875 |  | 2034 | 2034.9 |  | 2034 | 2034.9
2035 | 291.9257 | 432.9886 | 4794879.8571 | 803540216.8902 | 195275237.0518 | 195275237.0518 | 1003610333.7991 |  |  |  |  | 2035 | 4204 | 2250 | 6454 |  | 2035 | 2034.9 |  | 2035 | 2034.9
2036 | 391.7561 | 443.8133 | 6434594.6464 | 946919741.2269 | 262053905.9058 | 262053905.9058 | 1215408241.7792 |  |  |  |  | 2036 | 4073.25 | 2250 | 6323.25 |  | 2036 | 2034.9 |  | 2036 | 2034.9
2037 | 609.1973 | 454.9086 | 10006065.4179 | 1250236233.652 | 407504849.8904 | 407504849.8904 | 1667747148.9603 |  |  |  |  | 2037 | 3942.5 | 2250 | 6192.5 |  | 2037 | 2034.7256 |  | 2037 | 2034.7256
2038 | 631.4626 | 466.2814 | 10371772.7357 | 1291616101.2245 | 422398566.7955 | 422398566.7955 | 1724386440.7557 |  |  |  |  | 2038 | 3942.5 | 2250 | 6192.5 |  | 2038 | 1937.2636 |  | 2038 | 1937.2636
2039 | 544.9347 | 477.9384 | 8950552.6821 | 1176674772.3891 | 364518267.1566 | 364518267.1566 | 1550143592.2279 |  |  |  |  | 2039 | 3942.5 | 2250 | 6192.5 |  | 2039 | 860.816 |  | 2039 | 860.816
2040 | 476.0313 | 489.8869 | 7818813.8679 | 1087334550.0532 | 318427317.6804 | 318427317.6804 | 1413580681.6014 |  |  |  |  | 2040 | 3942.5 | 2250 | 6192.5 |  | 2040 | 2034.9 |  | 2040 | 2034.9
2041 | 679.4833 | 502.134 | 11160512.9679 | 1390162510.6912 | 454520630.4119 | 454520630.4119 | 1855843654.0709 |  |  |  |  | 2041 | 3942.5 | 2250 | 6192.5 |  | 2041 | 1945.97 |  | 2041 | 1945.97
2042 | 717.6793 | 514.6874 | 11787882.2679 | 1455436471.3664 | 480070736.4472 | 480070736.4472 | 1947295090.0814 |  |  |  |  | 2042 | 3942.5 | 2250 | 6192.5 |  | 2042 | 2034.9 |  | 2042 | 2034.9
2043 | 745.6681 | 527.5546 | 12247599.2464 | 1506279961.8615 | 498793070.4038 | 498793070.4038 | 2017320631.5117 |  |  |  |  | 2043 | 3942.5 | 2250 | 6192.5 |  | 2043 | 2034.7256 |  | 2043 | 2034.7256
2044 | 556.7579 | 540.7434 | 9144747.8036 | 1245267053.926 | 372427015.551 | 372427015.551 | 1626838817.2805 |  |  |  |  | 2044 | 3942.5 | 2250 | 6192.5 |  | 2044 | 860.816 |  | 2044 | 860.816
2045 | 775.7574 | 554.262 | 12741815.7643 | 1571512313.1569 | 518920425.1144 | 518920425.1144 | 2103174554.0356 |  |  |  |  | 2045 | 3942.5 | 2250 | 6192.5 |  | 2045 | 2034.9 |  | 2045 | 2034.9
2046 | 814.5784 | 568.1186 | 13379450.6893 | 1638755909.3313 | 544888606.7668 | 544888606.7668 | 2197023966.7874 |  |  |  |  | 2046 | 3942.5 | 2250 | 6192.5 |  | 2046 | 2034.9 |  | 2046 | 2034.9
2047 | 847.5247 | 582.3215 | 13920593.4321 | 1697830210.5124 | 566927068.7385 | 566927068.7385 | 2278677872.683 |  |  |  |  | 2047 | 3942.5 | 2250 | 6192.5 |  | 2047 | 1956.6281 |  | 2047 | 1956.6281
2048 | 880.6153 | 596.8796 | 14464106.0679 | 1757403745.2452 | 589062046.4526 | 589062046.4526 | 2360929897.7656 |  |  |  |  | 2048 | 3942.5 | 2250 | 6192.5 |  | 2048 | 2034.7256 |  | 2048 | 2034.7256
2049 | 915.0417 | 611.8016 | 15029560.1571 | 1819198489.8251 | 612090607.0458 | 612090607.0458 | 2446318657.028 |  |  |  |  | 2049 | 3942.5 | 2250 | 6192.5 | 82.57% | 2049 | 1889.4725 | 87.27% | 2049 | 1889.4725 | 87.27%

## Report_Figure 7 Graph Data
Graph Data for Batteries
| Battery - 4 Hours_MISO | Battery - 4 Hours_PJM | Battery - 10 Hours_MISO | Battery - 10 Hours_PJM
2030 | 1030 | 430 | 20 | 20
2031 | 1050 | 450 | 0 | 0
2032 | 700 | 300 | 0 | 0
2033 | 700 | 300 | 0 | 0
2034 | 875 | 375 | 0 | 0
2035 | 875 | 375 | 0 | 0
2036
| Battery - 4 Hours_MISO | Battery - 4 Hours_PJM | Battery - 10 Hours_MISO | Battery - 10 Hours_PJM
2030 | 1030 | 430 | 20 | 20
2031 | 2080 | 880 | 20 | 20
2032 | 2780 | 1180 | 20 | 20
2033 | 3480 | 1480 | 20 | 20
2034 | 4355 | 1855 | 20 | 20
2035 | 5230 | 2230 | 20 | 20
2036 | 5230 | 2230 | 20 | 20

## Report_Figure 23_Data
Summary Tables | Nominal$
Case | Energy Revenue | Capacity Revenue | Energy Market Impact |  | MWh | Source
OSW | 558103700 | 173668988.9893 | 301629349.1626 |  | 13665744
Storage | 3082900181 | 22127646396.6035 | 739110575.0975 |  | 160849316.71
SOO Green | 9348274901.6864 | 7072805576.7459 | 5858041972.2656 |  | 256891147.9851 | LateNov
All | 13023447455.4964 | 29374120962.3387 | 6224719018.3999 |  | 430468682.0278 | LateNov
($/MWh)
Case | Energy Revenue | Capacity Revenue | Energy Market Impact | Rate Increase | Total | Cost
OSW | 40.8396 | 12.7083 | 22.0719 | 48.1088 | 123.7287 | 126.6239
Storage | 19.1664 | 137.5675 | 4.595 |  | 161.329 | 210.8574
SOO Green | 36.39 | 27.5323 | 22.8036 |  | 86.7259 | 115.3915
All | 30.2541 | 68.2375 | 14.4603 |  | 112.952 | 152.9367

## Report_Figure 24_Data
Summary Tables | $2022 Real
Case | Energy Revenue | Capacity Revenue | Energy Market Impact |  | MWh | Cost (EST)
OSW | 352359950.5677 | 104581523.3662 | 177504642.4518 |  | 13665744 | 1098454108.6406
Storage | 1925517789.6515 | 13380498086.2 | 452328709.4443 |  | 160849316.71 | 21003199135.4544
SOO Green | 5919798508.0397 | 4259164436.862 | 3566109981.671 |  | 256891147.9851 | 19170014150.0899
All | 8223378785.0413 | 17744244046.4281 | 3769808091.3194 |  | 430468682.0278 | 41271667394.1849
($/MWh)
Case | Energy Revenue | Capacity Revenue | Energy Market Impact | Rate Increase | Total | Cost (EST)
OSW | 25.7842 | 7.6528 | 12.989 | 30.6867 | 46.426 | 80.3801
Storage | 11.9709 | 83.1865 | 2.8121 |  | 97.9696 | 130.5769
SOO Green | 23.044 | 16.5796 | 13.8818 |  | 53.5054 | 74.6231
All | 19.1033 | 41.2208 | 8.7575 |  | 69.0815 | 95.8761

## Report_Figure 25_Data
Summary Tables | NPV
Case | Energy Revenue | Capacity Revenue | Energy Market Impact |  | MWh | Cost (EST)
OSW | 286902230.1339 | 81635250.6019 | 136763543.2975 |  | 13665744 | 898064956.9768
Storage | 1550301686.2005 | 10477570867.9474 | 361789694.9697 |  | 160849316.71 | 16791358010.7457
SOO Green | 4832008134.0046 | 3324659509.3143 | 2819380975.8314 |  | 256891147.9851 | 15677405215.9422
All | 6692303934.4876 | 13883865627.8636 | 2971765731.5415 |  | 430468682.0278 | 33366828183.6647
($/MWh)
Case | Energy Revenue | Capacity Revenue | Energy Market Impact | Rate Increase | Total | Cost (EST)
OSW | 20.9943 | 5.9737 | 10.0078 | 25.1458 | 36.9757 | 65.7165
Storage | 9.6382 | 65.139 | 2.2492 |  | 77.0265 | 104.3919
SOO Green | 18.8096 | 12.9419 | 10.975 |  | 42.7265 | 61.0274
All | 15.5466 | 32.2529 | 6.9036 |  | 54.703 | 77.5128

## Report_Table 2
Table 2
Summary Projections, 2030-2049 Contract Period ($1,000 Nominal)
Case | Costs | Energy Revenue | Capacity Revenue | Net Market Revenues | Energy Market Impact | Total | Energy Output
|  | $1,000 Nominal |  |  |  |  | GWh
OSW | 1730410.05 | 558103.7 | 173668.989 | -998637.361 | 301629.3492 | -697008.0118 | 13665.744
Storage | 33916273.3085 | 3082900.181 | 22127646.3966 | -8705726.7309 | 739110.5751 | -7966616.1558 | 160849.3167
SOO Green | 29643047.1055 | 9348274.9017 | 7072805.5767 | -13221966.6271 | 5858041.9723 | -7363924.6548 | 256891.148
All | 65289730.464 | 13023447.4555 | 29374120.9623 | -22892162.0462 | 6224719.0184 | -16667443.0278 | 430468.682

## Report_Table 6
Project Summary ($2022)
Case | Costs | Energy Revenue | Capacity Revenue | Net Market Revenues | Energy Market Impact | Total Benefits
Storage Total ($2022) | 3957810143.8806 | 302828209.7295 | 1889423188.5105 | -1765558745.6407 | 81149624.9689 | -1684409120.6718
Annualized ($2022) | 197890507.194 | 15141410.4865 | 94471159.4255 | -88277937.282 | 4057481.2484 | -84220456.0336
Years | 20
Report - Table 6
Project Summary ($1,000 2022) - Annualized
Description | Costs | Energy Revenue | Capacity Revenue | Net Market Revenues | Energy Market Impact | Total
Storage ($1,000 2022) | 197890.5072 | 15141.4105 | 94471.1594 | -88277.9373 | 4057.4812 | -84220.456 | MWh
Storage ($2022/MWh) | 7.997 | 0.61188 | 3.8177 | -3.5674 | 0.16397 | -3.4034 | 24745617.1598

## Report_Table 7
Project Summary ($2022)
Case | Costs | Energy Revenue | Capacity Revenue | Net Market Revenues | Energy Market Impact | Total Benefits
OSW | 1098454108.6406 | 352359950.5677 | 104581523.3662 | -641512634.7068 | 177504642.4518 | -464007992.255
Storage | 21003199135.4544 | 1925517789.6515 | 13380498086.2 | -5697183259.6029 | 452328709.4443 | -5244854550.1586
SOO Green | 19170014150.0899 | 5919798508.0397 | 4259164436.862 | -8991051205.1882 | 3566109981.671 | -5424941223.5172
All | 41271667394.1849 | 8223378785.0413 | 17744244046.4281 | -15304044562.7155 | 3769808091.3194 | -11534236471.3961
Table 7
Project Summary ($1,000 2022) - Annualized
Case | Costs | Energy Revenue | Capacity Revenue | Net Market Revenues | Energy Market Impact | Total
OSW | 54922.7054 | 17617.9975 | 5229.0762 | -32075.6317 | 8875.2321 | -23200.3996
Storage | 1050159.9568 | 96275.8895 | 669024.9043 | -284859.163 | 22616.4355 | -262242.7275
SOO Green | 958500.7075 | 295989.9254 | 212958.2218 | -449552.5603 | 178305.4991 | -271247.0612
All | 2063583.3697 | 411168.9393 | 887212.2023 | -765202.2281 | 188490.4046 | -576711.8236

## OSW_Annual
OSW Annual Detail
Discounted Values
|  | Aurora Output (Nominal) |  |  |  | Aurora Output ($2022) |  |  |  | Cost Data (Nominal) |  | Cost Data ($2022) |  | Revenues and Costs ($2022) |  |  | Aurora Output (NPV) |  |  |  | Cost Data (NPV) |  | Revenues and Costs (NPV) |  |  | Discount Factor
| Operating | Energy Revenue | Capacity Revenue | Energy Market Impact | MWh | Energy Revenue | Capacity Revenue | Energy Market Impact | MWh | CapEx | OpEx | CapEx | OpEx | Costs | Revenues | Net Revenues | Energy Revenue | Capacity Revenue | Energy Market Impact | MWh | CapEx | OpEx | Costs | Revenues | Net Revenues | (Real) | Inflation | Cum. Inflation
| Year | ($) | ($) | ($) | MWh | ($) | ($) | ($) | MWh | ($) | ($) | ($) | ($) | ($) | ($) | ($) | ($) | ($) | ($) | MWh | ($) | ($) | ($) | ($) | ($)
| 1 | 2 | 3 | 4 | 5 | 6 | 7 | 8 | 9 | 10 | 11 | 12 | 13 | 14 | 15 | 16 | 17 | 18 | 19 | 20 | 21 | 22 | 23 | 24 | 25
| [1] | [2] | [3] | [4] | [5] | [6] | [7] | [8] | [9] | [10] | [11] | [12] | [13] | [14] | [15] | [16] | [17] | [18] | [19] | [20] | [21] | [22] | [23] | [24] | [25]
2022 | [26 empty] | 0 | 1
2023 | [26 empty] | 0.0376 | 1.0376
2024 | [26 empty] | 0.025 | 1.0635
2025 | [26 empty] | 0.025 | 1.0901
2026 | [26 empty] | 0.025 | 1.1174
2027 | [26 empty] | 0.025 | 1.1453
2028 | [26 empty] | 0.025 | 1.1739
2029 | [26 empty] | 0.025 | 1.2033
2030 | 1 | 21592370 | 1318730.4 | 14776012.5846 | 686723 | 17506659.815 | 1069200.1156 | 11980094.1601 | 686723 | 40570877.6354 | 27169707.3546 | 32894052.5361 | 22028652.8959 | 54922705.432 | 18575859.9306 | -36346845.5014 | 17163391.9755 | 1048235.4075 | 11745190.3531 | 686723 | 32249071.1138 | 21596718.5254 | 53845789.6392 | 18211627.383 | -35634162.2563 | 0.98039 | 0.025 | 1.2334
2031 | 2 | 21713630 | 1691864.1643 | -11572799.5465 | 683410.8 | 17175585.3531 | 1338272.6591 | -9154139.8829 | 683410.8 | 41585149.5762 | 27848950.0385 | 32894052.5361 | 22028652.8959 | 54922705.432 | 18513858.0123 | -36408847.4198 | 16508636.4409 | 1286305.9007 | -8798673.4745 | 683410.8 | 31616736.3861 | 21173253.4563 | 52789989.8424 | 17794942.3417 | -34995047.5007 | 0.96117 | 0.025 | 1.2642
2032 | 3 | 21930520 | 1668193.3929 | 30676746.6708 | 688864.3 | 16924045.2509 | 1287364.8444 | 23673613.248 | 688864.3 | 42624778.3156 | 28545173.7894 | 32894052.5361 | 22028652.8959 | 54922705.432 | 18211410.0953 | -36711295.3367 | 15947905.8308 | 1213112.6456 | 22308174.503 | 688864.3 | 30996800.3785 | 20758091.6238 | 51754892.0024 | 17161018.4764 | -34593873.5259 | 0.94232 | 0.025 | 1.2958
2033 | 4 | 22601150 | 3280126.4679 | 5541600.8415 | 687795.4 | 17016174.1106 | 2469573.5873 | 4172214.4568 | 687795.4 | 43690397.7735 | 29258803.1342 | 32894052.5361 | 22028652.8959 | 54922705.432 | 19485747.6979 | -35436957.7342 | 15720314.6206 | 2281504.2628 | 3854481.2423 | 687795.4 | 30389019.9789 | 20351070.2194 | 50740090.1984 | 18001818.8834 | -32738271.315 | 0.92385 | 0.025 | 1.3282
2034 | 5 | 23043040 | 3457126.9607 | -10499066.1339 | 684522.7 | 16925725.4254 | 2539351.6523 | -7711843.1685 | 684522.7 | 44782657.7179 | 29990273.2125 | 32894052.5361 | 22028652.8959 | 54922705.432 | 19465077.0777 | -35457628.3544 | 15330150.9965 | 2299969.0285 | -6984853.9583 | 684522.7 | 29793156.8421 | 19952029.6269 | 49745186.469 | 17630120.025 | -32115066.4441 | 0.90573 | 0.025 | 1.3614
2035 | 6 | 23557360 | 4794879.8571 | 13478298.9546 | 682732.2 | 16881470.3779 | 3436065.0885 | 9658701.3378 | 682732.2 | 45902224.1608 | 30740030.0428 | 32894052.5361 | 22028652.8959 | 54922705.432 | 20317535.4665 | -34605169.9656 | 14990262.5848 | 3051127.4659 | 8576650.3771 | 682732.2 | 29208977.2962 | 19560813.3597 | 48769790.6559 | 18041390.0508 | -30728400.6051 | 0.88797 | 0.025 | 1.3955
2036 | 7 | 24220440 | 6434594.6464 | 11401338.11 | 687229.4 | 16933308.2915 | 4498637.303 | 7971051.4406 | 687229.4 | 47049779.7648 | 31508530.7939 | 32894052.5361 | 22028652.8959 | 54922705.432 | 21431945.5945 | -33490759.8375 | 14741463.8908 | 3916334.494 | 6939279.9659 | 687229.4 | 28636252.2512 | 19177267.9997 | 47813520.2509 | 18657798.3848 | -29155721.866 | 0.87056 | 0.025 | 1.4303
2037 | 8 | 24649710 | 10006065.4179 | -10864578.949 | 680322.6 | 16813097.6625 | 6824946.6256 | -7410522.3523 | 680322.6 | 48226024.259 | 32296244.0638 | 32894052.5361 | 22028652.8959 | 54922705.432 | 23638044.2881 | -31284661.1439 | 14349816.9648 | 5825026.2289 | -6324809.4731 | 680322.6 | 28074757.109 | 18801243.137 | 46876000.2459 | 20174843.1937 | -26701157.0523 | 0.85349 | 0.025 | 1.4661
2038 | 9 | 25791760 | 10371772.7357 | 3988596.2962 | 682469.8 | 17162993.3792 | 6901842.5572 | 2654190.789 | 682469.8 | 49431674.8654 | 33103650.1654 | 32894052.5361 | 22028652.8959 | 54922705.432 | 24064835.9364 | -30857869.4956 | 14361225.0882 | 5775153.104 | 2220908.1193 | 682469.8 | 27524271.6755 | 18432591.3108 | 45956862.9862 | 20136378.1922 | -25820484.7941 | 0.83676 | 0.025 | 1.5028
2039 | 10 | 25927240 | 8950552.6821 | 25271298.4445 | 684007.3 | 16832339.3609 | 5810828.3108 | 16406492.612 | 684007.3 | 50667466.7371 | 33931241.4195 | 32894052.5361 | 22028652.8959 | 54922705.432 | 22643167.6717 | -32279537.7603 | 13808380.9776 | 4766903.1256 | 13459038.3212 | 684007.3 | 26984580.074 | 18071167.9517 | 45055748.0257 | 18575284.1033 | -26480463.9224 | 0.82035 | 0.025 | 1.5403
2040 | 11 | 27381800 | 7818813.8679 | -4208040.2151 | 682836 | 17343083.6679 | 4952280.0946 | -2665288.386 | 682836 | 51934153.4055 | 34779522.455 | 32894052.5361 | 22028652.8959 | 54922705.432 | 22295363.7625 | -32627341.6696 | 13948401.178 | 3982935.8393 | -2143592.9374 | 682836 | 26455470.6608 | 17716831.3252 | 44172301.986 | 17931337.0173 | -26240964.9687 | 0.80426 | 0.025 | 1.5788
2041 | 12 | 28702040 | 11160512.9679 | 26476630.0574 | 677078.2 | 17735899.7461 | 6896434.5082 | 16360748.4455 | 677078.2 | 53232507.2406 | 35649010.5164 | 32894052.5361 | 22028652.8959 | 54922705.432 | 24632334.2543 | -30290371.1777 | 13984635.9126 | 5437791.5456 | 12900338.4967 | 677078.2 | 25936735.9419 | 17369442.4757 | 43306178.4176 | 19422427.4582 | -23883750.9595 | 0.78849 | 0.025 | 1.6183
2042 | 13 | 28925580 | 11787882.2679 | 15595487.7163 | 679450.7 | 17438080.1887 | 7106444.7538 | 9401898.4366 | 679450.7 | 54563319.9217 | 36540235.7793 | 32894052.5361 | 22028652.8959 | 54922705.432 | 24544524.9425 | -30378180.4895 | 13480203.1608 | 5493512.9324 | 7267973.289 | 679450.7 | 25428172.4921 | 17028865.1723 | 42457037.6644 | 18973716.0932 | -23483321.5711 | 0.77303 | 0.025 | 1.6588
2043 | 14 | 29932120 | 12247599.2464 | 38215445.1215 | 682122.4 | 17604763.9689 | 7203502.2551 | 22476653.5525 | 682122.4 | 55927402.9197 | 37453741.6737 | 32894052.5361 | 22028652.8959 | 54922705.432 | 24808266.224 | -30114439.208 | 13342210.9258 | 5459354.4487 | 17034494.3638 | 682122.4 | 24929580.8746 | 16694965.8552 | 41624546.7298 | 18801565.3745 | -22822981.3552 | 0.75788 | 0.025 | 1.7002
2044 | 15 | 30601910 | 9144747.8036 | -17676472.7141 | 686102.4 | 17559712.3465 | 5247356.8124 | -10142954.3502 | 686102.4 | 57325587.9927 | 38390085.2156 | 32894052.5361 | 22028652.8959 | 54922705.432 | 22807069.1589 | -32115636.2731 | 13047124.9278 | 3898863.4051 | -7536364.4878 | 686102.4 | 24440765.5633 | 16367613.5835 | 40808379.1468 | 16945988.3329 | -23862390.8139 | 0.74301 | 0.025 | 1.7427
2045 | 16 | 33435630 | 12741815.7643 | 23013007.5409 | 683890.4 | 18717787.3482 | 7133067.267 | 12883040.6782 | 683890.4 | 58758727.6925 | 39349837.346 | 32894052.5361 | 22028652.8959 | 54922705.432 | 25850854.6152 | -29071850.8168 | 13634893.8358 | 5196052.9896 | 9384597.05 | 683890.4 | 23961534.866 | 16046679.9838 | 40008214.8498 | 18830946.8254 | -21177268.0244 | 0.72845 | 0.025 | 1.7863
2046 | 17 | 34403710 | 13379450.6893 | 28264375.5618 | 680649.7 | 18789984.0356 | 7307341.704 | 15436915.5414 | 680649.7 | 60227695.8848 | 40333583.2796 | 32894052.5361 | 22028652.8959 | 54922705.432 | 26097325.7396 | -28825379.6924 | 13419103.1475 | 5218629.8762 | 11024467.1596 | 680649.7 | 23491700.849 | 15732039.1998 | 39223740.0488 | 18637733.0237 | -20586007.0251 | 0.71416 | 0.025 | 1.831
2047 | 18 | 35243930 | 13920593.4321 | 27680176.187 | 681123.2 | 18779395.0286 | 7417456.6541 | 14749120.2904 | 681123.2 | 61733388.2819 | 41341922.8616 | 32894052.5361 | 22028652.8959 | 54922705.432 | 26196851.6826 | -28725853.7494 | 13148569.4854 | 5193401.8148 | 10326734.8438 | 681123.2 | 23031079.2638 | 15423567.843 | 38454647.1067 | 18341971.3002 | -20112675.8065 | 0.70016 | 0.025 | 1.8767
2048 | 19 | 36399170 | 14464106.0679 | 5464909.1765 | 684460.1 | 18921906.0927 | 7519085.0981 | 2840902.6426 | 684460.1 | 63276722.989 | 42375470.9332 | 32894052.5361 | 22028652.8959 | 54922705.432 | 26440991.1908 | -28481714.2412 | 12988578.3755 | 5161331.2967 | 1950082.9594 | 684460.1 | 22579489.4743 | 15121144.9441 | 37700634.4183 | 18149909.6722 | -19550724.7462 | 0.68643 | 0.025 | 1.9237
2049 | 20 | 38050590 | 15029560.1571 | 86606383.4577 | 679953.4 | 19297939.1175 | 7622471.4748 | 43923752.9602 | 679953.4 | 64858641.0637 | 43434857.7065 | 32894052.5361 | 22028652.8959 | 54922705.432 | 26920410.5923 | -28002294.8397 | 12986959.8141 | 5129704.79 | 29559426.5848 | 679953.4 | 22136754.3865 | 14824651.906 | 36961406.2925 | 18116664.6041 | -18844741.6884 | 0.67297 | 0.025 | 1.9717
2030 - 2049 Totals |  | 558103700 | 173668988.9893 | 301629349.1626 | 13665744 | 352359950.5677 | 104581523.3662 | 177504642.4518 | 13665744 | 1036369178.198 | 694040871.7814 | 657881050.7218 | 440573057.9188 | 1098454108.6406 | 456941473.9339 | -641512634.7068 | 286902230.1339 | 81635250.6019 | 136763543.2975 | 13665744 | 537864907.4776 | 360200049.4992 | 898064956.9768 | 368537480.7358 | -529527476.241
2030 - 2049 $/MWh |  | 40.8396 | 12.7083 | 22.0719 |  | 25.7842 | 7.6528 | 12.989 |  | Nominal Costs: | 126.6239 | $2022 Costs: | 80.3801 | 80.3801 | 33.437 |  | 20.9943 | 5.9737 | 10.0078 |  |  |  | 65.7165 | 26.968

## OSW_Backup
OSW:
Project Type | Fixed
Operating Expense Assumptions | Fixed
System_Size (kW) | 200000
System_Age | 0
OpEx | 110.1433 | ($2022)
Scale Factor | 1
CapEx ($/kW) | 3107.9923 | ($2022)
CCR (%) | 5.292%
CapEx ($) | 32894052.5361 | ($2022)
Life of project | 20
Notes:
Scaled up CapEx costs, to strip out learning.

## Storage_Annual
Storage Annual Detail
Discounted Values
|  | Aurora Output (Nominal) |  |  |  | Aurora Output ($2022) |  |  |  | Cost Data (Nominal) |  | Cost Data ($2022) |  | Revenues and Costs ($2022) |  |  | Aurora Output (NPV) |  |  |  | Cost Data (NPV) |  | Revenues and Costs (NPV) |  |  | Discount Factor
| Operating | Energy Revenue | Capacity Revenue | Energy Market Impact | MWh | Energy Revenue | Capacity Revenue | Energy Market Impact | MWh | CapEx | OpEx | CapEx | OpEx | Costs | Revenues | Net Revenues | Energy Revenue | Capacity Revenue | Energy Market Impact | MWh | CapEx | OpEx | Costs | Revenues | Net Revenues | (Real) | Inflation | Cum. Inflation
| Year | ($) | ($) | ($) | MWh | ($) | ($) | ($) | MWh | ($) | ($) | ($) | ($) | ($) | ($) | ($) | ($) | ($) | ($) | MWh | ($) | ($) | ($) | ($) | ($)
| 1 | 2 | 3 | 4 | 5 | 6 | 7 | 8 | 9 | 10 | 11 | 12 | 13 | 14 | 15 | 16 | 17 | 18 | 19 | 20 | 21 | 22 | 23 | 24 | 25
| [1] | [2] | [3] | [4] | [5] | [6] | [7] | [8] | [9] | [10] | [11] | [12] | [13] | [14] | [15] | [16] | [17] | [18] | [19] | [20] | [21] | [22] | [23] | [24] | [25]
2022 | [26 empty] | 0 | 1
2023 | [26 empty] | 0.0376 | 1.0376
2024 | [26 empty] | 0.025 | 1.0635
2025 | [26 empty] | 0.025 | 1.0901
2026 | [26 empty] | 0.025 | 1.1174
2027 | [26 empty] | 0.025 | 1.1453
2028 | [26 empty] | 0.025 | 1.1739
2029 | [26 empty] | 0.025 | 1.2033
2030 | 1 | 42137503 | 52095227.98 | 24546634.9622 | 2193330.79 | 34164240.9089 | 42237764.2765 | 19901918.4965 | 2193330.79 | 228965304.5792 | 76536442.6663 | 185640469.143 | 62054210.1312 | 247694679.2742 | 76402005.1855 | -171292674.0887 | 33494353.8323 | 41409572.8201 | 19511684.8005 | 2193330.79 | 182000459.9441 | 60837460.9129 | 242837920.857 | 74903926.6524 | -167933994.2046 | 0.98039 | 0.025 | 1.2334
2031 | 2 | 73497643 | 160990221.9151 | 10548723.1992 | 4189431.16 | 58136987.7169 | 127344036.7881 | 8344090.5862 | 4189431.16 | 460618176.8816 | 153971261.0641 | 364351184.5892 | 121792005.1292 | 486143189.7185 | 185481024.505 | -300662165.2135 | 55879457.6287 | 122399112.6375 | 8020079.3793 | 4189431.16 | 350202984.0342 | 117062673.1346 | 467265657.1688 | 178278570.2662 | -288987086.9026 | 0.96117 | 0.025 | 1.2642
2032 | 3 | 90544483 | 267024494.7168 | 67597404.4156 | 5506401.95 | 69874263.2419 | 206066004.4398 | 52165727.5419 | 5506401.95 | 625453944.8345 | 209071064.6193 | 482670308.9911 | 161342647.5192 | 644012956.5103 | 275940267.6817 | -368072688.8286 | 65844078.8629 | 194180598.3745 | 49156930.1607 | 5506401.95 | 454831012.3851 | 152036780.2723 | 606867792.6573 | 260024677.2374 | -346843115.42 | 0.94232 | 0.025 | 1.2958
2033 | 4 | 112298171 | 442709797.5682 | 31554659.4218 | 6565953.72 | 84548141.5786 | 333311667.5873 | 23757179.556 | 6565953.72 | 797152681.437 | 266464959.0087 | 600168080.8307 | 200618735.6337 | 800786816.4645 | 417859809.1658 | -382927007.2986 | 78109413.8764 | 307928459.5418 | 21947961.6681 | 6565953.72 | 554462536.3226 | 185340701.2904 | 739803237.613 | 386037873.4182 | -353765364.1948 | 0.92385 | 0.025 | 1.3282
2034 | 5 | 125368417 | 566658373.0715 | 45240476.9057 | 7921317.61 | 92086434.9129 | 416225638.3097 | 33230332.8996 | 7921317.61 | 1015638674.6718 | 339498472.6467 | 746013604.9274 | 249370652.9326 | 995384257.86 | 508312073.2227 | -487072184.6374 | 83405521.268 | 376988384.4582 | 30097736.328 | 7921317.61 | 675687506.535 | 225862683.4285 | 901550189.9635 | 460393905.7263 | -441156284.2372 | 0.90573 | 0.025 | 1.3614
2035 | 6 | 133896461 | 803540216.8902 | 43707996.8968 | 9118024.33 | 95951717.0039 | 575825999.556 | 31321644.4836 | 9118024.33 | 1243118044.7798 | 415538210.6326 | 890832438.3212 | 297779377.3873 | 1188611815.7085 | 671777716.5599 | -516834099.1485 | 85202378.7711 | 511317008.7245 | 27812723.9444 | 9118024.33 | 791033711.5524 | 264419565.3251 | 1055453276.8775 | 596519387.4956 | -458933889.3819 | 0.88797 | 0.025 | 1.3955
2036 | 7 | 144992909 | 946919741.2269 | 42584228.2163 | 9261580.49 | 101369323.934 | 662022816.4948 | 29772038.1935 | 9261580.49 | 1274195995.8993 | 425926665.8984 | 890832438.3212 | 297779377.3873 | 1188611815.7085 | 763392140.4288 | -425219675.2796 | 88248096.75 | 576330701.3742 | 25918350.8875 | 9261580.49 | 775523246.62 | 259234867.9658 | 1034758114.5858 | 664578798.1242 | -370179316.4616 | 0.87056 | 0.025 | 1.4303
2037 | 8 | 157677900 | 1250236233.652 | 7892935.141 | 9285420.35 | 107549092.136 | 852762320.4318 | 5383620.7148 | 9285420.35 | 1306050895.7968 | 436574832.5458 | 890832438.3212 | 297779377.3873 | 1188611815.7085 | 960311412.5678 | -228300403.1407 | 91792114.5683 | 727824429.4023 | 4594868.4422 | 9285420.35 | 760316908.4509 | 254151831.339 | 1014468739.79 | 819616543.9706 | -194852195.8194 | 0.85349 | 0.025 | 1.4661
2038 | 9 | 168186852 | 1291616101.2245 | 6667894.7705 | 9223821.5 | 111919071.3369 | 859499258.437 | 4437116.1099 | 9223821.5 | 1338702168.1917 | 447489203.3595 | 890832438.3212 | 297779377.3873 | 1188611815.7085 | 971418329.7739 | -217193485.9346 | 93648872.2927 | 719190530.5108 | 3712780.2703 | 9223821.5 | 745408733.7754 | 249168462.0971 | 994577195.8725 | 812839402.8035 | -181737793.069 | 0.83676 | 0.025 | 1.5028
2039 | 10 | 168171206 | 1176674772.3891 | 16331731.4467 | 9146809.82 | 109179180.2801 | 763914288.072 | 10602796.3664 | 9146809.82 | 1372169722.3965 | 458676433.4435 | 890832438.3212 | 297779377.3873 | 1188611815.7085 | 873093468.352 | -315518347.3564 | 89564954.9245 | 626675787.4702 | 8697985.9731 | 9146809.82 | 730792876.2504 | 244282805.9775 | 975075682.228 | 716240742.3947 | -258834939.8333 | 0.82035 | 0.025 | 1.5403
2040 | 11 | 180935126 | 1087334550.0532 | 3623598.6239 | 9213638.82 | 114600684.7132 | 688695924.905 | 2295114.7884 | 9213638.82 | 1406473965.4564 | 470143344.2796 | 890832438.3212 | 297779377.3873 | 1188611815.7085 | 803296609.6181 | -385315206.0904 | 92169094.9696 | 553892677.5752 | 1845875.9948 | 9213638.82 | 716463604.1671 | 239492947.0368 | 955956551.2039 | 646061772.5448 | -309894778.6591 | 0.80426 | 0.025 | 1.5788
2041 | 12 | 202595182 | 1390162510.6912 | 26433485.7802 | 9101845.45 | 125189980.8164 | 859025453.2567 | 16334088.2299 | 9101845.45 | 1441635814.5929 | 481896927.8865 | 890832438.3212 | 297779377.3873 | 1188611815.7085 | 984215434.0732 | -204396381.6353 | 98711445.525 | 677335707.5439 | 12879317.0986 | 9101845.45 | 702415298.203 | 234797006.8988 | 937212305.1018 | 776047153.0688 | -161165152.033 | 0.78849 | 0.025 | 1.6183
2042 | 13 | 211600298 | 1455436471.3664 | -21371641.1442 | 9334170.43 | 127565392.4479 | 877424684.2166 | -12884111.2965 | 9334170.43 | 1477676709.9577 | 493944351.0837 | 890832438.3212 | 297779377.3873 | 1188611815.7085 | 1004990076.6645 | -183621739.044 | 98612197.4368 | 678277819.2076 | -9959837.089 | 9334170.43 | 688642449.2187 | 230193144.0185 | 918835593.2371 | 776890016.6444 | -141945576.5927 | 0.77303 | 0.025 | 1.6588
2043 | 14 | 174109783 | 1506279961.8615 | -14231968.5442 | 8995039.55 | 102403760.0543 | 885927999.7442 | -8370621.494 | 8995039.55 | 1514618627.7066 | 506292959.8608 | 890832438.3212 | 297779377.3873 | 1188611815.7085 | 988331759.7985 | -200280055.91 | 77609252.1691 | 671422704.5896 | -6343884.9706 | 8995039.55 | 675139656.0967 | 225679552.9593 | 900819209.056 | 749031956.7587 | -151787252.2973 | 0.75788 | 0.025 | 1.7002
2044 | 15 | 164895666 | 1245267053.926 | -40321602.3336 | 8875557.66 | 94618945.7502 | 714547924.0183 | -23136978.6503 | 8875557.66 | 1552484093.3993 | 518950283.8573 | 890832438.3212 | 297779377.3873 | 1188611815.7085 | 809166869.7685 | -379444945.94 | 70303270.4284 | 530919632.8283 | -17191115.9446 | 8875557.66 | 661901623.6242 | 221254463.6856 | 883156087.3098 | 601222903.2567 | -281933184.0531 | 0.74301 | 0.025 | 1.7427
2045 | 16 | 183708395 | 1571512313.1569 | 75818328.5927 | 8749988.48 | 102842825.8024 | 879757112.1795 | 42444283.2897 | 8749988.48 | 1591296195.7343 | 531924040.9537 | 890832438.3212 | 297779377.3873 | 1188611815.7085 | 982599937.9819 | -206011877.7266 | 74915425.9263 | 640855385.4525 | 30918360.4785 | 8749988.48 | 648923160.4159 | 216916140.8682 | 865839301.2841 | 715770811.3788 | -150068489.9053 | 0.72845 | 0.025 | 1.7863
2046 | 17 | 177901456 | 1638755909.3313 | 134023314.8927 | 8605790.85 | 97162937.3155 | 895025489.2444 | 73198383.1753 | 8605790.85 | 1631078600.6276 | 545222141.9776 | 890832438.3212 | 297779377.3873 | 1188611815.7085 | 992188426.5599 | -196423389.1486 | 69390132.2898 | 639193696.8702 | 52275544.8968 | 8605790.85 | 636199176.8783 | 212662883.2041 | 848862060.0825 | 708583829.1601 | -140278230.9224 | 0.71416 | 0.025 | 1.831
2047 | 18 | 183049071 | 1697830210.5124 | 92919189.7402 | 8647104.15 | 97535967.5814 | 904672782.3669 | 49511112.1225 | 8647104.15 | 1671855565.6433 | 558852695.527 | 890832438.3212 | 297779377.3873 | 1188611815.7085 | 1002208749.9483 | -186403065.7602 | 68290722.0985 | 633415129.8504 | 34665669.3175 | 8647104.15 | 623724683.2141 | 208493022.7491 | 832217705.9632 | 701705851.9489 | -130511854.0143 | 0.70016 | 0.025 | 1.8767
2048 | 19 | 187445666 | 1757403745.2452 | -6396788.5583 | 8468323.32 | 97442587.0022 | 913576563.2692 | -3325334.9567 | 8468323.32 | 1713651954.7844 | 572824012.9152 | 890832438.3212 | 297779377.3873 | 1188611815.7085 | 1011019150.2714 | -177592665.437 | 66887589.0299 | 627107054.4332 | -2282612.2008 | 8468323.32 | 611494787.4648 | 204404924.2638 | 815899711.7286 | 693994643.4631 | -121905068.2656 | 0.68643 | 0.025 | 1.9237
2049 | 20 | 199887993 | 1819198489.8251 | 191941972.6721 | 8445766.28 | 101376255.1179 | 922634358.6062 | 97346309.2875 | 8445766.28 | 1756493253.654 | 587144613.2381 | 890832438.3212 | 297779377.3873 | 1188611815.7085 | 1024010613.7241 | -164601201.9844 | 68223313.5522 | 620906474.2825 | 65511275.5344 | 8445766.28 | 599504693.5929 | 200396984.5724 | 799901678.1653 | 689129787.8347 | -110771890.3306 | 0.67297 | 0.025 | 1.9717
2030 - 2049 Totals |  | 3082900181 | 22127646396.6035 | 739110575.0975 | 160849316.71 | 1925517789.6515 | 13380498086.2 | 452328709.4443 | 160849316.71 | 25419330391.0249 | 8496942917.4644 | 15741330223.2993 | 5261868912.155 | 21003199135.4544 | 15306015875.8515 | -5697183259.6029 | 1550301686.2005 | 10477570867.9474 | 361789694.9697 | 160849316.71 | 12584669108.7459 | 4206688901.9998 | 16791358010.7457 | 12027872554.1479 | -4763485456.5978
2030 - 2049 $/MWh |  | 19.1664 | 137.5675 | 4.595 |  | 11.9709 | 83.1865 | 2.8121 |  | Nominal Costs: | 210.8574 | $2022 Costs: | 130.5769 | 130.5769 | 95.1575 |  | 9.6382 | 65.139 | 2.2492 |  |  |  | 104.3919 | 74.7773

## Storage_Backup
Battery Backup:
Total Costs ($2022) |  |  | 2030 | 2031 | 2032 | 2033 | 2034 | 2035 | 2036 | 2037 | 2038 | 2039 | 2040 | 2041 | 2042 | 2043 | 2044 | 2045 | 2046 | 2047 | 2048 | 2049
Total OpEx |  |  | 62054210.1312 | 121792005.1292 | 161342647.5192 | 200618735.6337 | 249370652.9326 | 297779377.3873 | 297779377.3873 | 297779377.3873 | 297779377.3873 | 297779377.3873 | 297779377.3873 | 297779377.3873 | 297779377.3873 | 297779377.3873 | 297779377.3873 | 297779377.3873 | 297779377.3873 | 297779377.3873 | 297779377.3873 | 297779377.3873
Total CapEx |  |  | 185640469.143 | 364351184.5892 | 482670308.9911 | 600168080.8307 | 746013604.9274 | 890832438.3212 | 890832438.3212 | 890832438.3212 | 890832438.3212 | 890832438.3212 | 890832438.3212 | 890832438.3212 | 890832438.3212 | 890832438.3212 | 890832438.3212 | 890832438.3212 | 890832438.3212 | 890832438.3212 | 890832438.3212 | 890832438.3212
Battery - 4 Hours_MISO (650 MW - Soo Green)
Total OpEx | 2022 |  | 26003.5571 | 26003.5571 | 26003.5571 | 26003.5571 | 26003.5571 | 26003.5571 | 26003.5571 | 26003.5571 | 26003.5571 | 26003.5571 | 26003.5571 | 26003.5571 | 26003.5571 | 26003.5571 | 26003.5571 | 26003.5571 | 26003.5571 | 26003.5571 | 26003.5571 | 26003.5571
Total CapEx | 2022 |  | 77791861.9449 | 77791861.9449 | 77791861.9449 | 77791861.9449 | 77791861.9449 | 77791861.9449 | 77791861.9449 | 77791861.9449 | 77791861.9449 | 77791861.9449 | 77791861.9449 | 77791861.9449 | 77791861.9449 | 77791861.9449 | 77791861.9449 | 77791861.9449 | 77791861.9449 | 77791861.9449 | 77791861.9449 | 77791861.9449
| 2022 | Total | 2030: 1556357310.0407
Inflation Scaler | % |  | 123.3% | 126.4% | 129.6% | 132.8% | 136.1% | 139.5% | 143% | 146.6% | 150.3% | 154% | 157.9% | 161.8% | 165.9% | 170% | 174.3% | 178.6% | 183.1% | 187.7% | 192.4% | 197.2%
Total OpEx | Nominal |  | 32072.2761 | 32874.083 | 33695.9351 | 34538.3335 | 35401.7918 | 36286.8366 | 37194.0075 | 38123.8577 | 39076.9541 | 40053.878 | 41055.2249 | 42081.6056 | 43133.6457 | 44211.9868 | 45317.2865 | 46450.2187 | 47611.4741 | 48801.761 | 50021.805 | 51272.3501
Total CapEx | Nominal |  | 95946952.9797 | 98345626.8042 | 100804267.4743 | 103324374.1612 | 105907483.5152 | 108555170.6031 | 111269049.8682 | 114050776.1149 | 116902045.5177 | 119824596.6557 | 122820211.5721 | 125890716.8614 | 129037984.7829 | 132263934.4025 | 135570532.7625 | 138959796.0816 | 142433790.9836 | 145994635.7582 | 149644501.6522 | 153385614.1935
|  | Total | 2030: 2451751338.0564
650
Share of 1030 | 63.11%

## SooGreen_Annual
Soo Green Annual Detail
Discounted Values
|  | Aurora Output (Nominal) |  |  |  | Aurora Output ($2022) |  |  |  | Cost Data ($/MWh Nominal) |  |  | Cost Data ($2022/MWh) |  | Revenues and Costs ($2022) |  |  | Aurora Output (NPV) |  |  |  | Cost Data (NPV) | Revenues and Costs (NPV) |  |  | Discount Factor
| Operating | Energy Revenue | Capacity Revenue | Energy Market Impact | MWh | Energy Revenue | Capacity Revenue | Energy Market Impact | MWh | CPNY LCOE | Soo Green | Soo Green Costs |  | Soo Green | Costs | Revenues | Net Revenues | Energy Revenue | Capacity Revenue | Energy Market Impact | MWh | CapEx | Costs | Revenues | Net Revenues | (Real) | Inflation | Cum. Inflation
| Year | ($) | ($) | ($) | MWh | ($) | ($) | ($) | MWh | CPNY LCOE | ($/MWh) | ($) | CPNY LCOE | LCOE | ($) | ($) | ($) | ($) | ($) | ($) | MWh | LCOE | ($) | ($) | ($)
| 1 | 2 | 3 | 4 | 5 | 6 | 7 | 8 | 9 | 10 | 11 | 12 | 13 | 14 | 15 | 16 | 17 | 18 | 19 | 20 | 21 | 22 | 23 | 24 | 25
| [1] | [2] | [3] | [4] | [5] | [6] | [7] | [8] | [9] | [10] | [11] | [12] | [13] | [14] | [15] | [16] | [17] | [18] | [19] | [20] | [21] | [22] | [23] | [24] | [25]
2022 | [10]: 149.2125; [11]: 115.3915; [13]: 149.2125; [14]: 74.6231 |  | 0 | 1
2023 | [10]: 149.2125; [11]: 115.3915; [13]: 143.8054; [14]: 74.6231 |  | 0.0376 | 1.0376
2024 | [10]: 149.2125; [11]: 115.3915; [13]: 140.298; [14]: 74.6231 |  | 0.025 | 1.0635
2025 | [10]: 149.2125; [11]: 115.3915; [13]: 136.8761; [14]: 74.6231 |  | 0.025 | 1.0901
2026 | [10]: 149.2125; [11]: 115.3915; [13]: 133.5376; [14]: 74.6231 |  | 0.025 | 1.1174
2027 | [10]: 149.2125; [11]: 115.3915; [13]: 130.2806; [14]: 74.6231 |  | 0.025 | 1.1453
2028 | [10]: 149.2125; [11]: 115.3915; [13]: 127.103; [14]: 74.6231 |  | 0.025 | 1.1739
2029 | [10]: 149.2125; [11]: 115.3915; [13]: 124.003; [14]: 74.6231 |  | 0.025 | 1.2033
2030 | 1 | 374811342.3345 | 53706328.2376 | 160750959.2482 | 12850599.3423 | 303889506.5738 | 43544011.9991 | 130333648.3441 | 12850599.3423 | 149.2125 | 115.3915 | 1482849543.9681 | 120.9785 | 74.6231 | 958951576.0348 | 347433518.5729 | -611518057.4619 | 297930888.7979 | 42690207.8422 | 127778086.6118 | 12850599.3423 | 73.1599 | 940148603.9557 | 340621096.6401 | -599527507.3156 | 0.98039 | 0.025 | 1.2334
2031 | 2 | 379315316.9745 | 68902492.9891 | 138847414.8 | 12843337.7917 | 300040232.9064 | 54502202.0444 | 109828970.2808 | 12843337.7917 | 149.2125 | 115.3915 | 1482011622.9715 | 118.0278 | 74.6231 | 958409696.6085 | 354542434.9508 | -603867261.6576 | 288389304.985 | 52385815.1138 | 105564177.5094 | 12843337.7917 | 71.7254 | 921193480.0158 | 340775120.0988 | -580418359.917 | 0.96117 | 0.025 | 1.2642
2032 | 3 | 380664823.2737 | 67938482.2861 | 175090803.0884 | 12852098.9444 | 293763608.6382 | 52428941.4244 | 135119672.2415 | 12852098.9444 | 149.2125 | 115.3915 | 1483022585.2505 | 115.1491 | 74.6231 | 959063480.9891 | 346192550.0627 | -612870930.9265 | 276820009.4969 | 49404962.4809 | 127326284.9898 | 12852098.9444 | 70.319 | 903746938.3845 | 326224971.9778 | -577521966.4066 | 0.94232 | 0.025 | 1.2958
2033 | 4 | 391299294.4444 | 133585719.07 | 154553588.7478 | 13118911.8794 | 294605226.8854 | 100575318.2641 | 116361812.3658 | 13118911.8794 | 149.2125 | 115.3915 | 1513810521.9463 | 112.3406 | 74.6231 | 978973889.6596 | 395180545.1496 | -583793344.5101 | 272169691.3416 | 92916047.7495 | 107500328.1183 | 13118911.8794 | 68.9402 | 904420550.1614 | 365085739.0911 | -539334811.0704 | 0.92385 | 0.025 | 1.3282
2034 | 5 | 392019753.4286 | 140794202.7507 | 175621577.2253 | 12856337.4144 | 287948929.8225 | 103417084.6052 | 128998716.9612 | 12856337.4144 | 149.2125 | 115.3915 | 1483511668.5364 | 109.6005 | 74.6231 | 959379768.7674 | 391366014.4277 | -568013754.3397 | 260804217.3978 | 93668039.7898 | 116838112.3803 | 12856337.4144 | 67.5884 | 868939814.9002 | 354472257.1875 | -514467557.7126 | 0.90573 | 0.025 | 1.3614
2035 | 6 | 404040786.4449 | 195275237.0518 | 187448196.6927 | 12835395.1241 | 289540193.2917 | 139936441.5126 | 134327495.9445 | 12835395.1241 | 149.2125 | 115.3915 | 1481095106.8834 | 106.9274 | 74.6231 | 957816990.1193 | 429476634.8043 | -528340355.315 | 257103405.6357 | 124259555.3882 | 119278972.2395 | 12835395.1241 | 66.2632 | 850514076.5976 | 381362961.0238 | -469151115.5738 | 0.88797 | 0.025 | 1.3955
2036 | 7 | 415582515.8485 | 262053905.9058 | 195416549.1243 | 12847716.6964 | 290547440.9812 | 183210527.0468 | 136622153.503 | 12847716.6964 | 149.2125 | 115.3915 | 1482516911.2158 | 104.3194 | 74.6231 | 958736464.0544 | 473757968.028 | -484978496.0264 | 252939032.1164 | 159495789.1498 | 118937806.3562 | 12847716.6964 | 64.9639 | 834637787.3909 | 412434821.2662 | -422202966.1247 | 0.87056 | 0.025 | 1.4303
2037 | 8 | 419298963.3442 | 407504849.8904 | 207424044.0532 | 12799689.6609 | 285995836.0762 | 277951295.9441 | 141479989.4285 | 12799689.6609 | 149.2125 | 115.3915 | 1476975001.0131 | 101.775 | 74.6231 | 955152537.725 | 563947132.0203 | -391205405.7048 | 244094692.2915 | 237228754.7481 | 120751808.6933 | 12799689.6609 | 63.6901 | 815213493.9661 | 481323447.0396 | -333890046.9265 | 0.85349 | 0.025 | 1.4661
2038 | 9 | 436346314.7935 | 422398566.7955 | 211217158.5535 | 12795590.5579 | 290364399.7866 | 281082942.9746 | 140553366.4173 | 12795590.5579 | 149.2125 | 115.3915 | 1476501999.4893 | 99.2927 | 74.6231 | 954846649.944 | 571447342.7612 | -383399307.1828 | 242963940.5434 | 235197632.681 | 117608769.4858 | 12795590.5579 | 62.4413 | 798972962.4415 | 478161573.2244 | -320811389.2171 | 0.83676 | 0.025 | 1.5028
2039 | 10 | 436153352.0578 | 364518267.1566 | 245472004.1086 | 13030315.6045 | 283157067.0551 | 236650533.417 | 159363976.9122 | 13030315.6045 | 149.2125 | 115.3915 | 1503587267.5798 | 96.8709 | 74.6231 | 972362560.8658 | 519807600.472 | -452554960.3937 | 232287418.5563 | 194135862.7532 | 130733967.5213 | 13030315.6045 | 61.2169 | 797675973.6685 | 426423281.3094 | -371252692.3591 | 0.82035 | 0.025 | 1.5403
2040 | 11 | 450685378.5388 | 318427317.6804 | 272392588.9031 | 12807888.6384 | 285455091.6263 | 201685484.9817 | 172528009.8408 | 12807888.6384 | 149.2125 | 115.3915 | 1477921093.0763 | 94.5082 | 74.6231 | 955764370.8532 | 487140576.6081 | -468623794.2451 | 229580979.516 | 162208181.0924 | 138757901.5233 | 12807888.6384 | 60.0166 | 768685957.5595 | 391789160.6085 | -376896796.951 | 0.80426 | 0.025 | 1.5788
2041 | 12 | 475398301.5345 | 454520630.4119 | 307944566.4724 | 12806903.2703 | 293763670.2993 | 280862695.9448 | 190288702.765 | 12806903.2703 | 149.2125 | 115.3915 | 1477807390.0021 | 92.2031 | 74.6231 | 955690839.629 | 574626366.2441 | -381064473.3849 | 231630649.2648 | 221458319.0279 | 150041343.5205 | 12806903.2703 | 58.8398 | 753555705.0134 | 453088968.2927 | -300466736.7206 | 0.78849 | 0.025 | 1.6183
2042 | 13 | 477354863.1497 | 480070736.4472 | 301122840.6486 | 12751204.132 | 287778235.8066 | 289415527.655 | 181534968.0762 | 12751204.132 | 149.2125 | 115.3915 | 1471380184.5744 | 89.9543 | 74.6231 | 951534397.1906 | 577193763.4616 | -374340633.729 | 222461936.2886 | 223727616.1405 | 140332434.7623 | 12751204.132 | 57.6861 | 735567037.7608 | 446189552.4292 | -289377485.3316 | 0.77303 | 0.025 | 1.6588
2043 | 14 | 496315598.4567 | 498793070.4038 | 319146823.0957 | 12722727.0654 | 291911129.7472 | 293368270.3997 | 187708204.1644 | 12722727.0654 | 149.2125 | 115.3915 | 1468094174.0014 | 87.7603 | 74.6231 | 949409350.1616 | 585279400.147 | -364129950.0146 | 221232154.6348 | 222336485.1426 | 142259359.8465 | 12722727.0654 | 56.555 | 719533634.5981 | 443568639.7774 | -275964994.8207 | 0.75788 | 0.025 | 1.7002
2044 | 15 | 508326685.9717 | 372427015.551 | 249402999.4592 | 12997122.5052 | 291683440.1416 | 213702715.3905 | 143110182.6276 | 12997122.5052 | 149.2125 | 115.3915 | 1499757067.0651 | 85.6198 | 74.6231 | 969885588.8527 | 505386155.5321 | -464499433.3206 | 216725092.519 | 158784265.3737 | 106332973.7037 | 12997122.5052 | 55.4461 | 720639278.9211 | 375509357.8926 | -345129921.0285 | 0.74301 | 0.025 | 1.7427
2045 | 16 | 545992224.0023 | 518920425.1144 | 433976413.5386 | 12847423.6889 | 305654965.7545 | 290499750.3535 | 242946767.3478 | 12847423.6889 | 149.2125 | 115.3915 | 1482483100.6476 | 83.5315 | 74.6231 | 958714598.9246 | 596154716.108 | -362559882.8166 | 222653080.2448 | 211613327.0301 | 176973555.6299 | 12847423.6889 | 54.3589 | 698371636.1334 | 434266407.2749 | -264105228.8585 | 0.72845 | 0.025 | 1.7863
2046 | 17 | 562036375.7003 | 544888606.7668 | 508798035.5548 | 12743880.6079 | 306962665.5623 | 297597213.2752 | 277885930.483 | 12743880.6079 | 149.2125 | 115.3915 | 1470535112.3602 | 81.4941 | 74.6231 | 950987893.1066 | 604559878.8375 | -346428014.2692 | 219221243.819 | 212532788.415 | 198455728.1867 | 12743880.6079 | 53.293 | 679159950.6142 | 431754032.2341 | -247405918.3801 | 0.71416 | 0.025 | 1.831
2047 | 18 | 580611915.9718 | 566927068.7385 | 476589331.4747 | 12801672.6107 | 309373572.3663 | 302081730.8463 | 253946121.28 | 12801672.6107 | 149.2125 | 115.3915 | 1477203816.4962 | 79.5065 | 74.6231 | 955300511.5832 | 611455303.2126 | -343845208.3707 | 216610807.0588 | 211505355.8579 | 177802757.5503 | 12801672.6107 | 52.2481 | 668862609.0945 | 428116162.9167 | -240746446.1777 | 0.70016 | 0.025 | 1.8767
2048 | 19 | 599141301.0991 | 589062046.4526 | 521529943.6635 | 12785199.544 | 311460273.2876 | 306220628.8148 | 271114440.7557 | 12785199.544 | 149.2125 | 115.3915 | 1475302965.1248 | 77.5673 | 74.6231 | 954071240.2618 | 617680902.1025 | -336390338.1593 | 213795912.0311 | 210199258.8947 | 186101291.5526 | 12785199.544 | 51.2236 | 654903846.3278 | 423995170.9258 | -230908675.402 | 0.68643 | 0.025 | 1.9237
2049 | 20 | 622879794.3169 | 612090607.0458 | 615296133.8131 | 12797132.9062 | 315903021.4309 | 310431119.968 | 312056851.9316 | 12797132.9062 | 149.2125 | 115.3915 | 1476679973.3284 | 75.6754 | 74.6231 | 954961744.7586 | 626334141.3989 | -328627603.3597 | 212593677.4652 | 208911244.6431 | 210005315.6499 | 12797132.9062 | 50.2192 | 642661878.4374 | 421504922.1083 | -221156956.3291 | 0.67297 | 0.025 | 1.9717
2030 - 2049 Totals |  | 9348274901.6864 | 7072805576.7459 | 5858041972.2656 | 256891147.9851 | 5919798508.0397 | 4259164436.862 | 3566109981.671 | 256891147.9851 |  |  | 29643047105.5306 |  |  | 19170014150.0899 | 10178962944.9017 | -8991051205.1882 | 4832008134.0046 | 3324659509.3143 | 2819380975.8314 | 256891147.9851 | 1220.1947 | 15677405215.9422 | 8156667643.3189 | -7520737572.6233
2030 - 2049 $/MWh | [2]: 36.39; [3]: 27.5323; [4]: 22.8036; [6]: 23.044; [7]: 16.5796; [8]: 13.8818; [12]: 115.3915; [15]: 74.6231; [16]: 39.6236; [18]: 18.8096; [19]: 12.9419; [20]: 10.975; [23]: 61.0274; [24]: 31.7515

## Soo Green_Backup
LCOE Comparisons
| LCOE of Utility-Scale PV |  |  | Wind LCOE Over Time |  |  |  | LCOE PV Ratios |  | LCOE Wind Ratios
Year | PJM | MISO | NYISO | PJM | MISO | NYISO | Year | PJM | MISO | PJM | MISO
2010 | 402.4846 | 0 |  | 131.5268 | 93.9743 | #N/A | 2010
2011 | 304.7035 | 0 |  | 124.8421 | 96.8071 | 129.3695 | 2011
2012 | 263.9886 | 0 |  | 104.0001 | 70.2554 | 108.5769 | 2012
2013 | 293.9284 | 199.394 |  | #N/A | 63.0902 | #N/A | 2013
2014 | 161.7329 | 187.4885 |  | 96.2887 | 61.5848 | 82.0109 | 2014
2015 | 123.643 | 176.9053 |  | 86.5244 | 49.5422 | #N/A | 2015
2016 | 122.7013 | 104.2004 |  | 85.2228 | 45.3427 | 73.0848 | 2016
2017 | 88.3857 | 105.3046 | 128.3707 | 60.65 | 42.4765 | #N/A | 2017 | 68.85% | 82.03%
2018 | 86.2958 | 50.0348 | #N/A | #N/A | 36.661 | 57.7483 | 2018 | #N/A | #N/A |  | 63.48%
2019 | 69.7888 | 71.3946 | 91.8386 | 67.1189 | 35.6898 | #N/A | 2019 | 75.99% | 77.74%
2020 | 68.0572 | 59.0054 | 92.2211 | 60.5522 | 37.5918 | #N/A | 2020 | 73.8% | 63.98%
2021 | 47.7345 | 46.8119 | #N/A | #N/A | 39.0228 | 58.4707 | 2021 | #N/A | #N/A |  | 66.74%
2022 | 50.088 | 52.2037 | 48.9702 | #N/A | 42.0074 | #N/A | 2022 | 102.3% | 106.6%
Items | Units | CPNY | Soo Green
[7 empty] | 2017 - 2022 |  | 82.59% |  | 65.11%
[7 empty] | Weighting |  | 1 |  | 2 | (NOTE: No exact estimate used to protect capacity factor information)
CPNY Strike Price | $/MWh (Nominal) | 129.75
CPNY Strike Price Rescaled | $/MWh (Nominal) | 149.2125 | CPNY x 1.15 (due to inflation) |  |  |  | Wgtd. Avg. |  |  |  | 70.94%
CPNY Strike Price Rescaled | $/MWh ($2022) | 96.6551
Soo Green Proxy
(CPNY Strike Price scaled by Wind and PV LCOEs) | $/MWh (Nominal) |  | 105.8475
(CPNY Strike Price scaled by Wind and PV LCOEs) | $/MWh ($2022) |  | 68.5647
CapEx Battery - 4 Hours_MISO - Nominal | 2451751338.0564
CapEx Battery - 4 Hours_MISO - Costs in $2022. | 1556357310.0407 | $2022
Soo Green MWh | 256891147.9851
CapEx $ (Nominal) divided by total Soo Green MWh | 9.5439
CapEx $ ($2022) divided by total Soo Green MWh | 6.0584
Soo Green Proxy | $/MWh (Nominal) |  | 115.3915
Soo Green Proxy | $/MWh ($2022) |  | 74.6231
(adjusted by MISO 4 hour battery costs)

## All_Annual
All Annual Detail
Discounted Values
|  | Aurora Output (Nominal) |  |  |  | Aurora Output ($2022) |  |  |  | Cost Data (Nominal) |  | Cost Data ($2022) |  | Revenues and Costs ($2022) |  |  | Aurora Output (NPV) |  |  |  | Cost Data (NPV) |  | Revenues and Costs (NPV) |  |  | Discount Factor
| Operating | Energy Revenue | Capacity Revenue | Energy Market Impact | MWh | Energy Revenue | Capacity Revenue | Energy Market Impact | MWh | CapEx | OpEx | CapEx | OpEx | Costs | Revenues | Net Revenues | Energy Revenue | Capacity Revenue | Energy Market Impact | MWh | CapEx | OpEx | Costs | Revenues | Net Revenues | (Real) | Inflation | Cum. Inflation
| Year | ($) | ($) | ($) | MWh | ($) | ($) | ($) | MWh | ($) | ($) | ($) | ($) | ($) | ($) | ($) | ($) | ($) | ($) | MWh | ($) | ($) | ($) | ($) | ($)
| 1 | 2 | 3 | 4 | 5 | 6 | 7 | 8 | 9 | 10 | 11 | 12 | 13 | 14 | 15 | 16 | 17 | 18 | 19 | 20 | 21 | 22 | 23 | 24 | 25
| [1] | [2] | [3] | [4] | [5] | [6] | [7] | [8] | [9] | [10] | [11] | [12] | [13] | [14] | [15] | [16] | [17] | [18] | [19] | [20] | [21] | [22] | [23] | [24] | [25]
2022 | [26 empty] | 0 | 1
2023 | [26 empty] | 0.0376 | 1.0376
2024 | [26 empty] | 0.025 | 1.0635
2025 | [26 empty] | 0.025 | 1.0901
2026 | [26 empty] | 0.025 | 1.1174
2027 | [26 empty] | 0.025 | 1.1453
2028 | [26 empty] | 0.025 | 1.1739
2029 | [26 empty] | 0.025 | 1.2033
2030 | 1 | 436682225.5465 | 107120286.6176 | 185598782.7 | 15609874.8531 | 354053175.7239 | 86850976.3912 | 150479764.4173 | 15609874.8531 | 269536182.2145 | 1286458169.0023 | 218534521.679 | 1043034439.0619 | 1261568960.741 | 440904152.1152 | -820664808.6258 | 347110956.5921 | 85148016.0698 | 147529180.8012 | 15609874.8531 | 214249531.0579 | 1022582783.3941 | 1236832314.4519 | 432258972.6619 | -804573341.79 | 0.98039 | 0.025 | 1.2334
2031 | 2 | 475026769.0085 | 231584579.0685 | 148225072.2156 | 17616877.0527 | 375748449.9886 | 183184511.4916 | 117246742.2219 | 17616877.0527 | 502203326.4579 | 1393455978.5426 | 397245237.1253 | 1102230354.6336 | 1499475591.759 | 558932961.4802 | -940542630.2788 | 361157679.7276 | 176071233.652 | 112693908.3256 | 17616877.0527 | 381819720.4203 | 1059429406.6067 | 1441249127.0271 | 537228913.3796 | -904020213.6474 | 0.96117 | 0.025 | 1.2642
2032 | 3 | 494442704.3717 | 336631170.3957 | 207225564.8852 | 18960084.14 | 381567363.7819 | 259782310.7087 | 159918453.2451 | 18960084.14 | 668078723.1501 | 1480390087.0532 | 515564361.5272 | 1142434781.4042 | 1657999142.9314 | 641349674.4906 | -1016649468.4408 | 359559449.026 | 244798673.501 | 150694730.1991 | 18960084.14 | 485827812.7636 | 1076541810.2806 | 1562369623.0442 | 604358122.527 | -958011500.5172 | 0.94232 | 0.025 | 1.2958
2033 | 4 | 530580065.8444 | 579575643.106 | 166420172.6841 | 20294857.9357 | 399468291.6588 | 436356559.4387 | 125296041.7461 | 20294857.9357 | 840843079.2106 | 1596012274.8522 | 633062133.3668 | 1201621278.1893 | 1834683411.5561 | 835824851.0974 | -998858560.4587 | 369046954.0916 | 403126011.5541 | 115754175.0664 | 20294857.9357 | 584851556.3015 | 1110112321.6713 | 1694963877.9728 | 772172965.6457 | -922790912.3272 | 0.92385 | 0.025 | 1.3282
2034 | 5 | 545608105.9176 | 710909702.7828 | 194060932.8159 | 21430975.1235 | 400763657.5131 | 522182074.5673 | 142542913.8097 | 21430975.1235 | 1060421332.3897 | 1675608621.4516 | 778907657.4635 | 1230779074.596 | 2009686732.0595 | 922945732.0803 | -1086740999.9791 | 362983992.0697 | 472956393.2765 | 129105508.7604 | 21430975.1235 | 705480663.3771 | 1114754527.9555 | 1820235191.3327 | 835940385.3462 | -984294805.9865 | 0.90573 | 0.025 | 1.3614
2035 | 6 | 566443655.5259 | 1003610333.7991 | 206301652.7301 | 22578566.9487 | 405919924.4534 | 719198506.1571 | 147838095.588 | 22578566.9487 | 1289020268.9407 | 1782870323.3098 | 923726490.8573 | 1277625020.4025 | 2201351511.2598 | 1125118430.6105 | -1076233080.6492 | 360445276.3738 | 638627691.5786 | 131275998.079 | 22578566.9487 | 820242688.8485 | 1134494455.2825 | 1954737144.131 | 999072967.9524 | -955664176.1786 | 0.88797 | 0.025 | 1.3955
2036 | 7 | 587441666.5125 | 1215408241.7792 | 210895428.0884 | 22775708.4139 | 410699840.3974 | 849731980.8446 | 147443948.2147 | 22775708.4139 | 1321245775.6642 | 1828757244.5547 | 923726490.8573 | 1278544494.3376 | 2202270985.1949 | 1260431821.242 | -941839163.9529 | 357538926.413 | 739742825.0181 | 128358829.8933 | 22775708.4139 | 804159498.8711 | 1113049923.3564 | 1917209422.2275 | 1097281751.4311 | -819927670.7965 | 0.87056 | 0.025 | 1.4303
2037 | 8 | 604450163.6992 | 1667747148.9603 | 206255387.7813 | 22726778.8946 | 412283943.072 | 1137538563.0015 | 140682871.246 | 22726778.8946 | 1354276920.0558 | 1869221775.4114 | 923726490.8573 | 1274960568.0082 | 2198687058.8655 | 1549822506.0735 | -648864552.792 | 351880375.6083 | 970878210.3792 | 120071475.9998 | 22726778.8946 | 788391665.5599 | 1088166568.4421 | 1876558234.002 | 1322758585.9875 | -553799648.0146 | 0.85349 | 0.025 | 1.4661
2038 | 9 | 635642820.3785 | 1724386440.7557 | 208685564.3339 | 22661709.1909 | 422985229.3016 | 1147484043.9688 | 138868730.1292 | 22661709.1909 | 1388133843.0572 | 1915492645.6558 | 923726490.8573 | 1274654680.2272 | 2198381171.0844 | 1570469273.2704 | -627911897.814 | 353935118.0045 | 960163316.2957 | 116199141.2007 | 22661709.1909 | 772933005.4509 | 1066574015.8493 | 1839507021.3002 | 1314098434.3002 | -525408587 | 0.83676 | 0.025 | 1.5028
2039 | 10 | 634040433.1818 | 1550143592.2279 | 213948925.1081 | 22819953.2236 | 411628223.438 | 1006375649.7998 | 138898737.9035 | 22819953.2236 | 1422837189.1336 | 1990360122.8165 | 923726490.8573 | 1292170591.149 | 2215897082.0063 | 1418003873.2378 | -797893208.7685 | 337678513.278 | 825578553.349 | 113945343.4939 | 22819953.2236 | 757777456.3244 | 1060029947.5978 | 1817807403.9222 | 1163257066.627 | -654550337.2952 | 0.82035 | 0.025 | 1.5403
2040 | 11 | 662500565.5728 | 1413580681.6014 | 254745832.4825 | 22644889.6156 | 419614588.4768 | 895333689.9813 | 161350907.7851 | 22644889.6156 | 1458408118.8619 | 2013913387.1619 | 923726490.8573 | 1275572401.1364 | 2199298891.9937 | 1314948278.4581 | -884350613.5356 | 337480504.1763 | 720083794.507 | 129768571.4557 | 22644889.6156 | 742919074.8279 | 1025895735.9215 | 1768814810.7494 | 1057564298.6832 | -711250512.0662 | 0.80426 | 0.025 | 1.5788
2041 | 12 | 711695177.6315 | 1855843654.0709 | 268777101.9058 | 22584335.5873 | 439778995.5086 | 1146784583.7097 | 166085885.6529 | 22584335.5873 | 1494868321.8335 | 2064142226.1222 | 923726490.8573 | 1275498869.9122 | 2199225360.7695 | 1586563579.2183 | -612661781.5512 | 346762736.7227 | 904231818.1174 | 130957587.3978 | 22584335.5873 | 728352034.145 | 1005722154.3879 | 1734074188.5329 | 1250994554.8401 | -483079633.6928 | 0.78849 | 0.025 | 1.6183
2042 | 13 | 721913473.3397 | 1947295090.0814 | 258156610.2476 | 22672245.2326 | 435212882.0725 | 1173946656.6254 | 155632338.9453 | 22672245.2326 | 1532240029.8793 | 2108851243.6743 | 923726490.8573 | 1271342427.4738 | 2195068918.3311 | 1609159538.6979 | -585909379.6331 | 336433713.1759 | 907498948.2805 | 120308859.959 | 22672245.2326 | 714070621.7107 | 982789046.9515 | 1696859668.6622 | 1243932661.4563 | -452927007.2059 | 0.77303 | 0.025 | 1.6588
2043 | 14 | 707421874.6837 | 2017320631.5117 | 235643463.1055 | 22363959.4579 | 416074609.1579 | 1186499772.399 | 138595179.653 | 22363959.4579 | 1570546030.6263 | 2157959459.417 | 923726490.8573 | 1269217380.4448 | 2192943871.3021 | 1602574381.5569 | -590369489.7452 | 315332554.6461 | 899218544.1809 | 105037825.1873 | 22363959.4579 | 700069236.9713 | 961908153.4125 | 1661977390.3838 | 1214551098.827 | -447426291.5568 | 0.75788 | 0.025 | 1.7002
2044 | 15 | 711852706.1647 | 1626838817.2805 | 243614740.0734 | 22509836.1658 | 408468907.7681 | 933497996.2212 | 139788815.7652 | 22509836.1658 | 1609809681.392 | 2247593085.901 | 923726490.8573 | 1289693619.1359 | 2213420109.9932 | 1341966903.9894 | -871453206.0038 | 303498415.2141 | 693602761.6071 | 103865149.2012 | 22509836.1658 | 686342389.1876 | 958261356.1902 | 1644603745.3777 | 997101176.8212 | -647502568.5565 | 0.74301 | 0.025 | 1.7427
2045 | 16 | 770127098.2303 | 2103174554.0356 | 488391440.9889 | 22252045.0984 | 431129165.3765 | 1177389929.8 | 273409148.7164 | 22252045.0984 | 1650054923.4268 | 2283828146.0122 | 923726490.8573 | 1278522629.2079 | 2202249120.0651 | 1608519095.1766 | -593730024.8886 | 314054235.6886 | 857664765.4721 | 199163749.8136 | 22252045.0984 | 672884695.2819 | 931334456.9854 | 1604219152.2673 | 1171719001.1608 | -432500151.1065 | 0.72845 | 0.025 | 1.7863
2046 | 17 | 776110796.0023 | 2197023966.7874 | 557663581.9262 | 22065734.3614 | 423881885.6087 | 1199930044.2236 | 304574413.6788 | 22065734.3614 | 1691306296.5124 | 2326776560.0366 | 923726490.8573 | 1270795923.3899 | 2194522414.2471 | 1623811929.8324 | -570710484.4148 | 302720573.6088 | 856945115.1614 | 217515643.7341 | 22065734.3614 | 659690877.7274 | 907554873.0181 | 1567245750.7455 | 1159665688.7702 | -407580061.9752 | 0.71416 | 0.025 | 1.831
2047 | 18 | 799562111.9748 | 2278677872.683 | 566065391.2279 | 22060322.4523 | 426039115.1228 | 1214171969.8673 | 301622594.1281 | 22060322.4523 | 1733588953.9253 | 2393039611.9569 | 923726490.8573 | 1275108541.8664 | 2198835032.7237 | 1640211084.9901 | -558623947.7337 | 298295280.5553 | 850113887.5231 | 211183886.9802 | 22060322.4523 | 646755762.4778 | 892779199.6865 | 1539534962.1644 | 1148409168.0783 | -391125794.086 | 0.70016 | 0.025 | 1.8767
2048 | 19 | 810119350.3281 | 2360929897.7656 | 587612879.2814 | 21929871.5075 | 421136038.8375 | 1227316277.1822 | 305467287.3204 | 21929871.5075 | 1776928677.7734 | 2450500911.5324 | 923726490.8573 | 1273879270.545 | 2197605761.4023 | 1648452316.0197 | -549153445.3826 | 289080731.1058 | 842467644.6245 | 209682142.1203 | 21929871.5075 | 634074276.939 | 874429915.5357 | 1508504192.4748 | 1131548375.7303 | -376955816.7444 | 0.68643 | 0.025 | 1.9237
2049 | 20 | 841785691.5819 | 2446318657.028 | 816430493.8179 | 21910056.7723 | 426924497.7832 | 1240687950.049 | 414065221.1528 | 21910056.7723 | 1821351894.7177 | 2513519280.9579 | 923726490.8573 | 1274769775.0418 | 2198496265.8991 | 1667612447.8322 | -530883818.0669 | 287307948.4096 | 834947423.7156 | 278654023.8729 | 21910056.7723 | 621641447.9795 | 857883514.9158 | 1479524962.8952 | 1122255372.1252 | -357269590.77 | 0.67297 | 0.025 | 1.9717
2030 - 2049 Totals |  | 13023447455.4964 | 29374120962.3387 | 6224719018.3999 | 430468682.0278 | 8223378785.0413 | 17744244046.4281 | 3769808091.3194 | 430468682.0278 | 26455699569.2229 | 39378751155.4225 | 16399211274.0212 | 24872456120.1637 | 41271667394.1849 | 25967622831.4694 | -15304044562.7155 | 6692303934.4876 | 13883865627.8636 | 2971765731.5415 | 430468682.0278 | 13122534016.2234 | 20244294167.4413 | 33366828183.6647 | 20576169562.3512 | -12790658621.3135
2030 - 2049 $/MWh |  | 30.2541 | 68.2375 | 14.4603 | 1 | 19.1033 | 41.2208 | 8.7575 | 1 | Nominal Costs: | 152.9367 | $2022 Costs: | 95.8761 | 95.8761 | 60.3241 |  | 15.5466 | 32.2529 | 6.9036 | 1 |  |  | 77.5128 | 47.7995

## REC Spend projected
Original source: | https://ipa.illinois.gov/content/dam/soi/en/web/ipa/documents/appendix-b-20-oct-2023-11am.xlsx
This sheet has been fully valued, with the exception of the inserted column AC, and the first series extended through 2049.
Statewide | Under Contract | [14 empty] | Projected | [13 empty] | 5.882%
[30 empty] | Nominal | 2022 | NPV
Delivery Year | Small DG | Large DG | TCS | Public Schools | CDCS | EEC | 2010 LTTPAs | Forward Procurements (2017-2019) | Indexed REC Wind | Indexed REC Solar | Indexed REC Brownfield | Admin (3%) | Job Training | ILSFA | Total Under Contract | Small DG | Large DG | Traditional Community Solar | Public Schools | Community Driven Community Solar | Equity Eligible Contractor | Utility Wind | Utility Solar | Brownfield | Total Projected Spend | Available Funds at start of DY (including ACP) | DY Collections (Source: Utilities) | Calendar Year | DY Collections (calendar year) | DY Collections (Calendar Year) adjusted for 5.88% increase. | DY Collections (Calendar Year) adjusted for 5.88% increase. | DY Collections (Calendar Year) adjusted for 5.88% increase. | Available Funds at start of DY + Collections | Total Spend | EOY Balance | Analysis Column | Analysis Results | Original Base Case | Annual Growth Rate (DY Collections) | Discount Factor (Real) | Inflation | Cum. Inflation
2020-2021 | 138009382 | 48629161 | 29989057 |  |  |  | 30848359.6007 | 5397290.47 |  |  |  | 6757080.0219 |  | 11261800.0365 | 270892130.1291 | [9 empty] | 0 | 293790554.9809 | 225236000.7301 | 2021 | 364945404.8787 | 21467376.7576 |  |  | 519026555.711 | 270892130.1291 | 248134425.5819 |  | 248134425.5819
2021-2022 | 62050197 | 60705686 | 84192312 |  |  |  | 24142255.3835 | 19260591.157 |  |  |  | 13942135.0924 | 10000000 | 50000000 | 324293176.6329 | [9 empty] | 0 | 248134425.5819 | 464737836.4135 | 2022 | 536327511.3019 | 31548677.1354 |  |  | 712872261.9954 | 324293176.6329 | 388579085.3625 |  | 388579085.3625 |  | 106.3%
2022-2023 | 66248847 | 74577760 | 113737795 |  |  |  | 22062344.5952 | 22975411.2126 |  |  |  | 17623889.801 |  | 50000000 | 367226047.6087 | [6 empty] | 0 | 0 | 0 | 0 | 388579085.3625 | 587462993.3651 | 2023 | 581294553.8446 | 34193797.285 |  |  | 976042078.7275 | 367226047.6087 | 608816031.1188 |  | 608816031.1188 |  | 26.41% | 0 | 0 | 1
2023-2024 | 241144178 | 90525840 | 131916328 |  |  |  | 17721007.4159 | 22594914.147 |  |  |  | 17306655.7685 |  | 50000000 | 571208923.3314 | [6 empty] | 0 | 0 | 0 | 0 | 608816031.1188 | 576888525.6157 | 2024 | 574986349.2891 | 33822726.4288 |  |  | 1185704556.7345 | 571208923.3314 | 614495633.4031 |  | 614495633.4031 |  | -1.8% | 0 | 0.0376 | 1.0376
2024-2025 | 30078012 | 63548483 | 141211375 | 875026 | 6315425 |  | 17421541.6856 | 22594914.147 | 4415040.2974 | 0 | 0 | 17208829.5574 | 10000000 | 50000000 | 363668646.6874 | 155651140.4215 | 29252501.7303 | 8728917.1706 | 25543085.1099 | 4128483.7985 | 28124909.3549 | 0 | 0 | 0 | 251429037.5856 | 614495633.4031 | 573627651.913 | 2025 | 569518337.5587 | 33501078.6799 |  |  | 1188123285.3161 | 615097684.2731 | 573025601.0431 |  | 573025601.0431 |  | -0.5653% | 0 | 0.025 | 1.0635
2025-2026 |  | 45211974 | 100997811 | 1107425 | 7769174 |  | 11401431.6942 | 22594914.147 | 4281834.0632 | 20220990.5264 | 0 | 16997493.3906 |  | 50000000 | 280583047.8214 | 149425094.8047 | 43702416.0587 | 22117436.3577 | 33312197.8493 | 9589324.6852 | 44180369.7198 | 0 | 2887592.2652 | 0 | 305214431.7406 | 573025601.0431 | 566583113.0199 | 2026 | 564469852.0838 | 33204108.9461 |  |  | 1139608714.063 | 585797479.562 | 553811234.501 |  | 553811234.501 |  | -1.228% | 0 | 0.025 | 1.0901
2026-2027 |  | 37282626 | 72796228 | 1106307 | 7734461 |  | 8215431.7105 | 22594914.147 | 49660989.105 | 48284178.9409 | 4198610.6362 | 16888811.3996 |  | 50000000 | 318762557.9392 | 143448091.0125 | 57574333.814 | 34901726.3978 | 40726591.8985 | 14528351.8871 | 59593611.6702 | 0 | 2856480.1701 | 0 | 353629186.8502 | 553811234.501 | 562960379.9866 | 2027 | 562446915.5914 | 33085112.6818 |  |  | 1116771614.4876 | 672391744.7895 | 444379869.6981 |  | 444379869.6981 |  | -0.6394% | 0 | 0.025 | 1.1174
2027-2028 |  | 33119730 | 67489806 | 1105326 | 7699892 |  | 4480482.7749 | 22594914.147 | 50090995.5 | 48242681.9365 | 8389583.2256 | 16862404.6593 | 10000000 | 50000000 | 320075816.2433 | 137710167.372 | 70891374.859 | 47106299.8989 | 47800675.7759 | 19269818.001 | 74390323.9425 | 68215644.375 | 31218128.1207 | 0 | 496602432.3451 | 444379869.6981 | 562080155.309 | 2028 | 562936144.638 | 33113890.8611 |  |  | 1006460025.0072 | 816678248.5884 | 189781776.4187 |  | 189781776.4187 |  | -0.1564% | 0 | 0.025 | 1.1453
2028-2029 |  | 31840857 | 67395539 | 1104274 | 7665397 |  | 4478132.2592 | 22594914.147 | 38760267.546 | 42759786.4899 | 7997488.5784 | 16906426.9676 |  | 50000000 | 291503082.9881 | 132201760.6771 | 83675734.2623 | 58754687.2472 | 54548280.5605 | 23821625.4704 | 88595167.7239 | 91741750 | 59690332.5095 | 4205304.875 | 597234643.326 | 189781776.4187 | 563547565.5872 | 2029 | 563819207.5544 | 33165835.7385 |  |  | 753329342.0059 | 888737726.3141 | -135408384.3082 |  | -135408384.3082 |  | 0.2611% | 0 | 0.025 | 1.1739
2029-2030 |  | 23703635 | 67300913 | 1103294 | 7631408 |  | 4338008.6485 | 22594914.147 | 25454503.1832 | 36421415.2088 | 7548376.9322 | 16920397.1259 |  | 50000000 | 263016865.2457 | 126913690.25 | 95948719.2895 | 69869475.9048 | 60982682.9946 | 28191360.641 | 102231817.754 | 88736876.25 | 78488536.6826 | 8037676.9632 | 659400836.7297 | -135408384.3082 | 564013237.5309 | 2030 | 566015817.0443 | 33295048.0614 | 26994956.0857 | 26465643.2213 | 428604853.2227 | 922417701.9754 | -493812848.7527 |  | -493812848.7527 |  | 0.08263% | 0.98039 | 0.025 | 1.2334
2030-2031 |  | 2063335 | 67207305 | 1102176 | 6768481 |  | 4303453.6786 | 22594914.147 | 23480792.2986 | 35335361.9855 | 7450251.036 | 17023386.9295 | 10000000 | 50000000 | 247329457.0752 | 121837142.64 | 94454846.9391 | 80472348.1354 | 67116627.663 | 28257822.6063 | 104949829.9323 | 69929953.8 | 88839561.977 | 11408078.2128 | 667266211.9058 | -493812848.7527 | 567446230.9824 | 2031 | 569333592.8997 | 33295048.0614 | 26336542.5226 | 25313862.4785 | 73633382.2297 | 914595668.981 | -840962286.7513 |  | -840962286.7513 |  | 0.6087% | 0.96117 | 0.025 | 1.2642
2031-2032 |  |  | 67114176 | 1101261 |  |  | 4261079.6921 | 22594914.147 | 19324468.0356 | 33264634.8022 | 7286476.3591 | 17120451.2566 |  | 50000000 | 222067461.2927 | 116963656.9344 | 90676653.0615 | 90584117.2204 | 72962348.2848 | 32284970.5395 | 100751836.735 | 75258949.675 | 100363639.3278 | 15050821.2058 | 694896992.9841 | -840962286.7513 | 570681708.555 | 2032 | 572897429.1823 | 33699848.7754 | 26006577.3919 | 24506578.7215 | -270280578.1963 | 916964454.2768 | -1187245032.4731 |  | -1187245032.4731 |  | 0.5702% | 0.94232 | 0.025 | 1.2958
2032-2033 |  |  | 67021346 | 1100216 |  |  |  | 22594914.147 | 12388615.4028 | 29953424.663 | 7039964.1055 | 17234402.6032 |  | 50000000 | 207332882.9215 | 112285110.657 | 87049586.939 | 100224762.227 | 78531588.153 | 30993571.7179 | 96721763.2656 | 70785597.2 | 107943113.2555 | 18446306.2592 | 702981399.6743 | -1187245032.4731 | 574480086.7733 | 2033 | 575549403.7236 | 33855847.2779 | 25489720.2993 | 23548561.5092 | -612764945.6998 | 910314282.5958 | -1523079228.2956 |  | -1523079228.2956 |  | 0.6656% | 0.92385 | 0.025 | 1.3282
2033-2034 |  |  | 66928876 | 1099163 |  |  |  | 20941094.2634 | 6179750.4132 | 27002480.9995 | 6817644.425 | 17289396.0464 |  | 50000000 | 196258405.1475 | 53896853.1154 | 78035446.6935 | 109413461.3848 | 80987274.9849 | 29753828.8492 | 86706051.8817 | 44245055.01 | 106433488.5874 | 19950689.3416 | 609422149.8485 | -1523079228.2956 | 576313201.5453 | 2034 | 578049546.7358 | 34002914.5139 | 24976044.5985 | 22621573.1005 | -946766026.7503 | 805680554.9959 | -1752446581.7462 |  | -1752446581.7462 |  | 0.3191% | 0.90573 | 0.025 | 1.3614
2034-2035 |  |  | 66837125 | 1098183 |  |  |  | 20941094.2634 | -2206259.7648 | 23102973.5475 | 6532086.2309 | 17378693.799 |  | 50000000 | 183683896.0759 | 51740978.9908 | 69689214.1005 | 113517509.103 | 83316749.5917 | 26672766.7153 | 77432460.1116 | 23202359.61 | 104327686.8065 | 21392244.4548 | 571291969.4841 | -1752446581.7462 | 579289793.3005 | 2035 | 580563735.7454 | 34150807.985 | 24472854.9116 | 21731194.8019 | -1173156788.4458 | 754975865.56 | -1928132654.0058 |  | -1928132654.0058 |  | 0.5165% | 0.88797 | 0.025 | 1.3955
2035-2036 |  |  | 66745792 | 1097137 |  |  |  | 17493544.2634 | -10515191.9418 | 19276213.5588 | 6251512.9469 | 17444210.839 |  | 50000000 | 167793218.6664 | 49671339.8311 | 61676830.8111 | 117414991.9816 | 85525200.3862 | 23819997.5656 | 68529812.0124 | -9293768.24 | 96565845.1588 | 22491022.8202 | 516401272.3271 | -1928132654.0058 | 581473694.6346 | 2036 | 582989560.6333 | 34293503.5667 | 23975719.198 | 20872306.3874 | -1346658959.3711 | 684194490.9935 | -2030853450.3646 |  | -2030853450.3646 |  | 0.377% | 0.87056 | 0.025 | 1.4303
2036-2037 |  |  | 66654580 | 1096157 |  |  |  | 5880413.46 | -18627502.3116 | 15574527.0463 | 5979419.3476 | 17522169.6618 |  | 50000000 | 144079764.2041 | 47684486.2379 | 53984942.8534 | 121114384.6288 | 87617607.545 | 21081339.182 | 59983269.8371 | -43331834.925 | 86768260.0127 | 23443670.9393 | 458346126.3112 | -2030853450.3646 | 584072322.0608 | 2037 | 584802054.566 | 34400120.8568 | 23463667.1818 | 20026014.0124 | -1446781128.3038 | 602425890.5153 | -2049207018.8191 |  | -2049207018.8191 |  | 0.4469% | 0.85349 | 0.025 | 1.4661
2037-2038 |  |  | 66564505 | 1095177 |  |  |  | 0 | -26738644.296 | 11909892.1558 | 5709924.9098 | 17559698.7621 |  | 50000000 | 126100553.5317 | 45777106.7884 | 46600730.4139 | 124623821.6085 | 89598751.3416 | 18452227.1337 | 51778589.3488 | -80173315.81 | 75231694.1892 | 24267716.7705 | 396157321.7846 | -2049207018.8191 | 585323292.0697 | 2038 | 586938207.713 | 34525776.9243 | 22974999.797 | 19224452.0635 | -1463883726.7494 | 522257875.3162 | -1986141602.0656 |  | -1986141602.0656 |  | 0.2142% | 0.83676 | 0.025 | 1.5028
2038-2039 |  |  | 66474431 | 1094263 |  |  |  | 0 | -34553154.4722 | 8412029.5393 | 5451694.4111 | 17642751.5666 |  | 50000000 | 114522015.0448 | 43946022.5168 | 39511886.472 | 127951111.0472 | 91473220.1459 | 15928279.5673 | 43902096.0801 | -119981096.2 | 61611909.7641 | 24944103.2467 | 329287532.6401 | -1986141602.0656 | 588091718.8868 | 2039 | 589403969.1539 | 34670821.7149 | 22508799.1251 | 18465055.0945 | -1398049883.1788 | 443809547.685 | -1841859430.8638 |  | -1841859430.8638 |  | 0.473% | 0.82035 | 0.025 | 1.5403
2039-2040 |  |  | 64892331 | 1093217 |  |  |  | 0 | -42049372.638 | 5088193.1534 | 5205211.8018 | 17710238.7232 |  | 50000000 | 101939819.0404 | 42188181.6162 | 32706596.2879 | 131103747.6968 | 93245418.1037 | 13505289.9036 | 36340662.5421 | -161374622.535 | 46619995.4015 | 25514589.0857 | 259849858.1024 | -1841859430.8638 | 590341290.7732 | 2040 | 591908279.4331 | 34818134.0843 | 22053108.7286 | 17736500.2475 | -1251518140.0906 | 361789677.1429 | -1613307817.2334 |  | -1613307817.2334 |  | 0.3825% | 0.80426 | 0.025 | 1.5788
2040-2041 |  |  | 64803155 | 1092237 |  |  |  | 0 | -49772482.5234 | 1698550.3518 | 4954455.5384 | 17790826.7114 |  | 50000000 | 90566742.0783 | 40500654.3515 | 31398332.4363 | 134088925.475 | 94919572.5094 | 11179219.8264 | 34887036.0404 | -204085782.95 | 30436867.0179 | 25990953.1537 | 199315777.8605 | -1613307817.2334 | 593027557.0473 | 2041 | 594106088.859 | 34947416.9917 | 21595116.0318 | 17027601.617 | -1020280260.1861 | 289882519.9388 | -1310162780.1249 |  | -1310162780.1249 |  | 0.455% | 0.78849 | 0.025 | 1.6183
2041-2042 |  |  | 55490290 | 1091322 |  |  |  | 0 | -57351202.4358 | -1594741.1535 | 4710257.2181 | 17846294.0617 |  | 50000000 | 70192219.6906 | 0 | 26151558.8972 | 136913549.5037 | 94444974.6468 | 10732051.0333 | 29057287.6635 | -264359339.41 | 11777524.1341 | 26298071.0642 | 71015677.5328 | -1310162780.1249 | 594876468.7246 | 2042 | 595975048.644 | 35057355.8026 | 21134683.6153 | 16337797.8419 | -715286311.4003 | 141207897.2234 | -856494208.6237 |  | -856494208.6237 |  | 0.3118% | 0.77303 | 0.025 | 1.6588
2042-2043 |  |  | 51805403 | 1090277 |  |  |  | 0 | -65200631.1684 | -28118217.8118 | -1878309.6689 | 17902792.4576 |  | 50000000 | 25601313.8085 | 0 | 21336369.6463 | 136228981.7561 | 93972749.7736 | 8938686.9591 | 23707077.3848 | -299360672.055 | -8415928.3698 | 26491681.038 | 2898946.1331 | -856494208.6237 | 596759748.5864 | 2043 | 596759748.5864 | 35103514.6227 | 20646352.1265 | 15647354.6255 | -259734460.0373 | 28500259.9416 | -288234719.9789 |  | -288234719.9789 |  | 0.3166% | 0.75788 | 0.025 | 1.7002
2043-2044 |  |  | 37004471 | 1032751 |  |  |  | 0 |  |  |  | 17902792.4576 |  | 50000000 | 105940014.4576 | [6 empty] | -352274472.43 | -185943037.9272 | -11161165.2632 | -549378675.6205 | -288234719.9789 | 596759748.5864 | 2044 | 596759748.5864 | 35103514.6227 | 20142782.5625 | 14966384.1469 | 308525028.6075 | -443438661.1629 | 751963689.7703 |  | 751963689.7703 |  | 0% | 0.74301 | 0.025 | 1.7427
2044-2045 | [26 empty] | 596759748.5864 | 2045 | 596759748.5864 | 35103514.6227 | 19651495.1829 | 14315049.3992 | [6 empty] | 0% | 0.72845 | 0.025 | 1.7863
2045-2046 | [26 empty] | 596759748.5864 | 2046 | 596759748.5864 | 35103514.6227 | 19172190.4223 | 13692060.6401 | [6 empty] | 0% | 0.71416 | 0.025 | 1.831
2046-2047 | [26 empty] | 596759748.5864 | 2047 | 596759748.5864 | 35103514.6227 | 18704576.0218 | 13096184.2564 | [6 empty] | 0% | 0.70016 | 0.025 | 1.8767
2047-2048 | [26 empty] | 596759748.5864 | 2048 | 596759748.5864 | 35103514.6227 | 18248366.8505 | 12526240.3218 | [6 empty] | 0% | 0.68643 | 0.025 | 1.9237
2048-2049 | [26 empty] | 596759748.5864 | 2049 | 596759748.5864 | 35103514.6227 | 17803284.7322 | 11981100.2599 | [6 empty] | 0% | 0.67297 | 0.025 | 1.9717
2049-2050 | [26 empty] | 596759748.5864 | 2050
[27 empty] | 2030 - 2049 Total |  |  | 657442198.914 | 419356881.3001 | 343635871.5256
[27 empty] | $/MWh |  |  | 48.1088 | 30.6867 | 25.1458
1 The energy industry operations on a delivery year cycle that runs from June 1 through May 31 of the following year.
Ameren | 28.96%
Delivery Year | Small DG | Large DG | TCS | Public Schools | CDCS | EEC | 2010 LTTPAs | Forward Procurements (2017-2019) | Indexed REC Wind | Indexed REC Solar | Indexed REC Brownfield | Admin (3%) | Job Training | ILSFA | Total Under Contract | Small DG | Large DG | Traditional Community Solar | Public Schools | Community Driven Community Solar | Equity Eligible Contractor | Utility Wind | Utility Solar | Brownfield | Total Projected Spend | Available Funds at start of DY (including ACP) | DY Collections (Source: Utilities) |  |  | DY Collections (Calendar Year) adjusted for 5.88% increase. |  |  | Available Funds at start of DY + Collections | Total Spend | EOY Balance
2020-2021 | 39969490.8293 | 14083700.517 | 8685259.8089 | 0 | 0 | 0 | 7753000 | 1365128.28 | 0 | 0 | 0 | 1956947.0137 |  | 3261578.3562 | 77075104.8052 | 0 | 0 | 0 | 0 | 0 | 0 | 0 | 0 | 0 |  | 87829264.296 | 64309855.296 |  |  | 3782932.6645 |  |  | 152139119.5919 | 77075104.8052 | 75064014.7867
2021-2022 | 17970624.4895 | 17581234.8748 | 24383297.6687 | 0 | 0 | 0 | 5554000 | 5431217.9372 | 0 | 0 | 0 | 4037841.7224 |  | 14480715.0971 | 89438931.7896 | 0 | 0 | 0 | 0 | 0 | 0 | 0 | 0 | 0 |  | 75064014.7867 | 129499575.1868 |  |  | 7617622.0698 |  |  | 204563589.9735 | 89438931.7896 | 115124658.1839
2022-2023 | 19186613.5783 | 21598785.9028 | 32940092.1033 | 0 | 0 | 0 | 4842000 | 6666673.3472 | 0 | 0 | 0 | 5104130.5422 |  | 14480715.0971 | 104819010.5709 | 0 | 0 | 0 | 0 | 0 | 0 | 0 | 0 | 0 |  | 115124658.1839 | 160483342.7215 |  |  | 9440196.6307 |  |  | 275608000.9054 | 104819010.5709 | 170788990.3346
2023-2024 | 69838802.7788 | 26217577.9593 | 38204855.2484 | 0 | 0 | 0 | 3401000 | 6627071.8808 | 0 | 0 | 0 | 5012255.0293 |  | 14480715.0971 | 163782277.9936 | 0 | 0 | 0 | 0 | 0 | 0 | 0 | 0 | 0 |  | 170788990.3346 | 156867424.7365 |  |  | 9227495.5727 |  |  | 327656415.071 | 163782277.9936 | 163874137.0774
2024-2025 | 8711022.4492 | 18404549.5435 | 40896833.7968 | 253420.0442 | 1829037.4028 | 0 | 3259000 | 6627071.8808 | 1278658.8138 | 0 | 0 | 4983923.1595 |  | 14480715.0971 | 100724232.1876 | 45078796.3796 | 8471942.8687 | 2528019.2531 | 7397642.7635 | 1195667.9534 | 8145375.99 | 0 | 0 | 0 |  | 163874137.0774 | 155398917.1719 |  |  | 9141112.7748 |  |  | 319273054.2493 | 100724232.1876 | 218548822.0617
2025-2026 | 0 | 13094034.2894 | 29250410.5304 | 320726.1183 | 2250063.9047 | 0 | 1276000 | 6627071.8808 | 1240080.3832 | 5856288.0559 | 0 | 4922717.1831 |  | 14480715.0971 | 79318107.4429 | 43275644.5244 | 12656844.72 | 6405525.8915 | 9647688.9263 | 2777205.5748 | 12795266.9359 | 0 | 836288.0182 | 0 | 88394464.5911 | 218548822.0617 | 153492365.5594 |  |  | 9028962.68 |  |  | 372041187.6211 | 167712572.0339 | 204328615.5872
2026-2027 | 0 | 10797581.7035 | 21082828.7562 | 320402.3295 | 2240010.5234 | 0 | 203000 | 6627071.8808 | 14382532.6934 | 13983788.7788 | 1215977.6885 | 4891241.3241 |  | 14480715.0971 | 90225150.7754 | 41544618.7434 | 16674350.4973 | 10108039.1273 | 11795003.4832 | 4207618.4902 | 17259162.244 | 0 | 827277.5105 | 0 | 102416070.0958 | 204328615.5872 | 151744178.0119 |  |  | 8926128.1183 |  |  | 356072793.5991 | 192641220.8712 | 163431572.7279
2027-2028 | 0 | 9591947.4844 | 19546013.0529 | 320118.2179 | 2229998.8466 | 0 | 203000 | 6627071.8808 | 14507068.6953 | 13971770.6528 | 2429743.2895 | 4883593.5545 |  | 14480715.0971 | 88791040.7717 | 39882833.9937 | 20531156.0435 | 13642658.1623 | 13843759.3472 | 5580814.8889 | 21544501.7398 | 19756226.2272 | 9041216.3836 | 0 | 143823166.7862 | 163431572.7279 | 150699620.5064 |  |  | 8864683.5592 |  |  | 314131193.2343 | 232614207.5579 | 81516985.6764
2028-2029 | 0 | 9221567.5733 | 19518711.9815 | 319813.5437 | 2220008.6013 | 0 | 203000 | 6627071.8808 | 11225527.8284 | 12383845.7154 | 2316187.0719 | 4896343.0446 |  | 14480715.0971 | 83412792.3378 | 38287520.634 | 24233689.3678 | 17016197.7329 | 15797962.1966 | 6899083.4317 | 25658427.6558 | 26569722.8852 | 17287173.9824 | 1217916.4358 | 172967694.3222 | 81516985.6764 | 150699620.5064 |  |  | 8864683.5592 |  |  | 232216606.1828 | 256380486.66 | -24163880.4772
2029-2030 | 0 | 6864911.704 | 19491306.9385 | 319529.7216 | 2210164.9008 | 0 | 203000 | 6627071.8808 | 7371988.1707 | 10548162.7414 | 2186117.916 | 4900389.0022 |  | 14480715.0971 | 75203358.0731 | 36756019.8086 | 27788121.3592 | 20235199.4912 | 17661457.166 | 8164621.2328 | 29607796.5351 | 25699468.4716 | 22731402.7618 | 2327826.2029 | 190971913.0292 | -24163880.4772 | 150699620.5064 |  |  | 8864683.5592 |  |  | 126535740.0291 | 266175271.1023 | -139639531.0732
2030-2031 | 0 | 597571.3257 | 19464196.723 | 319205.9329 | 1960248.9 | 0 | 203000 | 6627071.8808 | 6800373.2706 | 10233626.1953 | 2157699.2531 | 4930216.3223 |  | 14480715.0971 | 67773924.9006 | 35285779.0163 | 27355474.5613 | 23305942.9308 | 19437935.2693 | 8183869.5685 | 30394971.7347 | 20252714.7546 | 25729207.7268 | 3303942.6081 | 193249838.1703 | -139639531.0732 | 150699620.5064 |  |  | 8864683.5592 |  |  | 11060089.4332 | 261023763.0709 | -249963673.6377
2031-2032 | 0 | 0 | 19437225.2326 | 318940.9358 | 0 | 0 | 203000 | 6627071.8808 | 5596642.3205 | 9633913.9876 | 2110267.7644 | 4958327.5396 |  | 14480715.0971 | 63366104.7583 | 33874347.8556 | 26261255.5788 | 26234455.8758 | 21130939.5665 | 9350189.206 | 29179172.8653 | 21796068.175 | 29066745.3442 | 4358933.0772 | 201252107.5444 | -249963673.6377 | 150699620.5064 |  |  | 8864683.5592 |  |  | -99264053.1313 | 264618212.3028 | -363882265.4341
2032-2033 | 0 | 0 | 19410340.337 | 318638.2888 | 0 | 0 | 203000 | 6627071.8808 | 3587920.2019 | 8674940.1745 | 2038874.2901 | 4991329.4793 |  | 14480715.0971 | 60332829.7495 | 32519373.9414 | 25210805.3557 | 29026524.5496 | 22743871.0833 | 8976181.6378 | 28012005.9507 | 20500521.3206 | 31261869.3949 | 5342314.1106 | 203593467.3446 | -363882265.4341 | 150699620.5064 |  |  | 8864683.5592 |  |  | -213182644.9277 | 263926297.0941 | -477108942.0218
2033-2034 | 0 | 0 | 19383559.7025 | 318333.325 | 0 | 0 | 203000 | 6142006.5089 | 1789744.1021 | 7820304.6854 | 1974487.331 | 5007256.367 |  | 14480715.0971 | 57119407.1189 | 15609299.4919 | 22600181.4208 | 31687703.242 | 23455073.1109 | 8617134.3722 | 25111312.6898 | 12814000.7211 | 30824660.5005 | 5778004.9669 | 176497370.5161 | -477108942.0218 | 150699620.5064 |  |  | 8864683.5592 |  |  | -326409321.5154 | 233616777.635 | -560026099.1504
2034-2035 | 0 | 0 | 19356987.3007 | 318049.5029 | 0 | 0 | 203000 | 6142006.5089 | -638964.3817 | 6690951.5567 | 1891785.594 | 5033118.2733 |  | 14480715.0971 | 53477649.4519 | 14984927.5122 | 20182993.0946 | 32876294.157 | 24129722.273 | 7724814.7131 | 22425547.8828 | 6719735.1818 | 30214790.1876 | 6195499.9447 | 165454324.947 | -560026099.1504 | 150699620.5064 |  |  | 8864683.5592 |  |  | -409326478.644 | 218931974.3989 | -628258453.0429
2035-2036 | 0 | 0 | 19330535.9576 | 317746.5664 | 0 | 0 | 203000 | 5130841.8802 | -3045349.974 | 5582667.1339 | 1810527.5582 | 5052092.9451 |  | 14480715.0971 | 48862777.1645 | 14385530.4117 | 17862492.3013 | 34005060.9402 | 24769321.2083 | 6898611.9672 | 19847213.6682 | -2691608.2012 | 27966849.8371 | 6513721.874 | 149557194.0068 | -628258453.0429 | 150699620.5064 |  |  | 8864683.5592 |  |  | -477558832.5365 | 198419971.1712 | -675978803.7078
2036-2037 | 0 | 0 | 19304119.6579 | 317462.7444 | 0 | 0 | 203000 | 1724725.2636 | -5394791.0789 | 4510605.7786 | 1731725.3604 | 5074670.9351 |  | 14480715.0971 | 41952233.7581 | 13810109.1952 | 15634811.5398 | 35076457.9594 | 25375312.247 | 6105457.3312 | 17372012.822 | -12549519.1237 | 25129329.0543 | 6789622.394 | 132743593.4193 | -675978803.7078 | 150699620.5064 |  |  | 8864683.5592 |  |  | -525279183.2014 | 174695827.1774 | -699975010.3788
2037-2038 | 0 | 0 | 19278032.6497 | 317178.9224 | 0 | 0 | 203000 |  | -7743893.8027 | 3449275.1029 | 1653675.9169 | 5085539.8993 |  | 14480715.0971 | 36723523.7855 | 13257704.8274 | 13496238.0088 | 36092841.1005 | 25949079.8247 | 5344028.8806 | 14995820.0098 | -23219338.8927 | 21788174.5965 | 7028277.8522 | 114732826.2077 | -699975010.3788 | 150699620.5064 |  |  | 8864683.5592 |  |  | -549275389.8724 | 151456349.9932 | -700731739.8656
2038-2039 | 0 | 0 | 19251945.931 | 316914.2149 | 0 | 0 | 203000 |  | -10007087.7123 | 2436244.0629 | 1578888.6713 | 5109593.1793 |  | 14480715.0971 | 33370213.4442 | 12727396.6343 | 11443207.419 | 37056471.7086 | 26491952.7989 | 4613057.568 | 12714674.91 | -34748241.4222 | 17843690.2376 | 7224169.0494 | 95366378.9037 | -700731739.8656 | 150699620.5064 |  |  | 8864683.5592 |  |  | -550032119.3592 | 128736592.3478 | -678768711.7071
2039-2040 | 0 | 0 | 18793747.1439 | 316611.2783 | 0 | 0 | 203000 |  | -12178099.7036 | 1473613.5083 | 1507503.7825 | 5129138.425 |  | 14480715.0971 | 29726229.5314 | 12218300.769 | 9472298.0528 | 37969520.3712 | 27005206.6734 | 3911325.1079 | 10524775.6142 | -46736398.6566 | 13501817.4247 | 7389389.9074 | 75256235.264 | -678768711.7071 | 150699620.5064 |  |  | 8864683.5592 |  |  | -528069091.2007 | 104982464.7954 | -633051555.9961
2040-2041 | 0 | 0 | 18767920.4989 | 316327.4563 | 0 | 0 | 203000 |  | -14414822.7819 | 491924.4745 | 1434881.1823 | 5152477.859 |  | 14480715.0971 | 26432423.7861 | 11729568.7382 | 9093406.1307 | 38834070.5496 | 27490065.7329 | 3237661.9463 | 10103784.5896 | -59106161.5653 | 8814951.9947 | 7527351.7544 | 57724699.871 | -633051555.9961 | 150699620.5064 |  |  | 8864683.5592 |  |  | -482351935.4897 | 84157123.6572 | -566509059.1469
2041-2042 | 0 | 0 | 16070781.6029 | 316062.4592 | 0 | 0 | 203000 |  | -16609728.459 | -461859.8459 | 1364157.8562 | 5168541.9969 |  | 14480715.0971 | 20531670.7074 | 0 | 7573865.4747 | 39652122.0659 | 27352615.4042 | 3108155.4684 | 8415406.083 | -76562245.545 | 3410939.4307 | 7616297.4937 | 20567155.8756 | -566509059.1469 | 150699620.5064 |  |  | 8864683.5592 |  |  | -415809438.6405 | 41098826.583 | -456908265.2235
2042-2043 | 0 | 0 | 15003585.6267 | 315759.8123 | 0 | 0 | 203000 |  | -18883035.282 | -8143438.0234 | -543985.3436 | 5184904.7404 |  | 14480715.0971 | 7617506.6274 | 0 | 6179317.8011 | 39453861.4555 | 27215852.3272 | 2588771.5839 | 6865908.6679 | -86699132.066 | -2437373.22 | 7672369.7111 | 839576.2607 | -456908265.2235 | 150699620.5064 |  |  | 8864683.5592 |  |  | -306208644.7171 | 8457082.8881 | -314665727.6052
2043-2044 | 0 | 0 | 10717024.0374 | 299099.4599 | 0 | 0 | 203001 |  | 0 | 0 | 0 | 5184904.7404 |  | 14480715.0971 | 30884744.3348 | 0 | 0 | 0 | 0 | 0 | 0 | -102023725.4247 | -53851763.1302 | -3232433.0866 | -159107921.6414 | -314665727.6052 | 150699620.5064 |  |  | 8864683.5592 |  |  | -163966107.0989 | -128223177.3066 | -35742929.7922 |  | -35742929.7922 | 2556726061.8057
ComEd | 70.54%
Delivery Year | Small DG | Large DG | TCS | Public Schools | CDCS | EEC | 2010 LTTPAs | Forward Procurements (2017-2019) | Indexed REC Wind | Indexed REC Solar | Indexed REC Brownfield | Admin (3%) | Job Training | ILSFA | Total Under Contract | Small DG | Large DG | Traditional Community Solar | Public Schools | Community Driven Community Solar | Equity Eligible Contractor | Utility Wind | Utility Solar | Brownfield | Total Projected Spend | Available Funds at start of DY (including ACP) | DY Collections (Source: Utilities) |  |  | DY Collections (Calendar Year) adjusted for 5.88% increase. |  |  | Available Funds at start of DY + Collections | Total Spend | EOY Balance
2020-2021 | 97349277.8071 | 34302115.0817 | 21153728.8173 | 0 | 0 | 0 | 23095359.6007 | 4022753.23 | 0 | 0 | 0 | 4766319.8739 |  | 7943866.4566 | 192633420.8672 | 0 | 0 | 0 | 0 | 0 | 0 | 0 | 0 | 0 | 0 | 204555086.4592 | 160340838.4592 |  |  | 9431814.027 |  |  | 364895924.9184 | 192633420.8672 | 172262504.0511
2021-2022 | 43769066.8431 | 42820673.5313 | 59387707.2075 | 0 | 0 | 0 | 18588255.3835 | 13774212.2782 | 0 | 0 | 0 | 9834525.4697 | 10000000 | 35269079.6801 | 233443520.3934 | 0 | 0 | 0 | 0 | 0 | 0 | 0 | 0 | 0 | 0 | 172262504.0511 | 334084827.7045 |  |  | 19652048.6885 |  |  | 506347331.7556 | 233443520.3934 | 272903811.3622
2022-2023 | 46730717.2711 | 52605779.196 | 80228547.0898 | 0 | 0 | 0 | 17220344.5952 | 16234169.9237 | 0 | 0 | 0 | 12431567.4732 |  | 35269079.6801 | 260720205.2291 | 0 | 0 | 0 | 0 | 0 | 0 | 0 | 0 | 0 | 0 | 272903811.3622 | 425587002.4178 |  |  | 25034529.554 |  |  | 698490813.78 | 260720205.2291 | 437770608.5509
2023-2024 | 170098664.5653 | 63855261.2813 | 93051349.6667 | 0 | 0 | 0 | 14320007.4159 | 15893275.7837 | 0 | 0 | 0 | 12207796.4259 |  | 35269079.6801 | 404695434.8188 | 0 | 0 | 0 | 0 | 0 | 0 | 0 | 0 | 0 | 0 | 437770608.5509 | 418637876.4401 |  |  | 24625757.4377 |  |  | 856408484.991 | 404695434.8188 | 451713050.1721
2024-2025 | 21216476.0369 | 44825930.2095 | 99607904.7321 | 617227.2343 | 4454784.5508 | 0 | 14162541.6856 | 15893275.7837 | 3114288.1608 | 0 | 0 | 12138791.6172 | 10000000 | 35269079.6801 | 261300299.691 | 109793449.4764 | 20634176.2873 | 6157217.5042 | 18017622.0803 | 2912156.4809 | 19838793.3807 | 0 | 0 | 0 | 177353415.2098 | 451713050.1721 | 416841690.506 |  |  | 24520099.4415 |  |  | 868554740.6781 | 438653714.9008 | 429901025.7773
2025-2026 | 0 | 31891694.27 | 71241996.8734 | 781157.2113 | 5480232.3371 | 0 | 10125431.6942 | 15893275.7837 | 3020326.935 | 14263514.5217 | 0 | 11989718.9751 |  | 35269079.6801 | 199956428.2816 | 105401711.4973 | 30826879.8837 | 15601232.5043 | 23497811.2053 | 6764133.128 | 31164019.5989 | 0 | 2036854.4337 | 0 | 215292642.2513 | 429901025.7773 | 411704590.8689 |  |  | 24217917.1099 |  |  | 841605616.6462 | 415249070.5329 | 426356546.1134
2026-2027 | 0 | 26298478.1415 | 51349119.3148 | 780368.5947 | 5455746.4258 | 0 | 8012431.7105 | 15893275.7837 | 35029947.6347 | 34058771.0871 | 2961622.6615 | 11913056.6991 |  | 35269079.6801 | 227021897.7334 | 101185643.0374 | 40611875.3362 | 24619035.3859 | 28727788.2953 | 10248032.0066 | 42036236.7683 | 0 | 2014908.5345 | 0 | 249443519.3643 | 426356546.1134 | 409825345.059 |  |  | 24107373.2388 |  |  | 836181891.1724 | 476465417.0978 | 359716474.0746
2027-2028 | 0 | 23362047.927 | 47606066.9081 | 779676.6153 | 5431362.0895 | 0 | 4480482.7749 | 15893275.7837 | 35333266.2309 | 34029499.864 | 5917857.5853 | 11894429.8705 | 10000000 | 35269079.6801 | 229997045.3294 | 97138217.3159 | 50005470.9707 | 33227916.8914 | 33717716.854 | 13592574.93 | 52473565.2511 | 48118059.9378 | 22020692.963 | 0 | 350294215.1139 | 359716474.0746 | 409988158.1412 |  |  | 24116950.4789 |  |  | 769704632.2158 | 580291260.4432 | 189413371.7725
2028-2029 | 0 | 22459954.4523 | 47539572.7014 | 778934.5539 | 5407029.9514 | 0 | 4478132.2592 | 15893275.7837 | 27340779.29 | 30161966.3363 | 5641281.2382 | 11925482.3965 |  | 35269079.6801 | 206895488.6431 | 93252688.6233 | 59023322.7797 | 41444474.922 | 38477353.07 | 16803336.1365 | 62493400.5944 | 64712941.8148 | 42104461.8682 | 2966344.6543 | 421278324.4631 | 189413371.7725 | 411453110.8845 |  |  | 24203124.1697 |  |  | 600866482.657 | 628173813.1062 | -27307330.4493
2029-2030 | 0 | 16720107.8304 | 47472825.2628 | 778243.2799 | 5383054.7365 | 0 | 4338008.6485 | 15893275.7837 | 17955138.0197 | 25690995.9012 | 5324486.1495 | 11935336.6891 |  | 35269079.6801 | 186760551.9814 | 89522581.0784 | 67680460.5164 | 49284642.2578 | 43016062.1128 | 19885666.8947 | 72112442.5241 | 62593359.1804 | 55364369.0846 | 5669629.3852 | 465129213.0344 | -27307330.4493 | 411918354.7548 |  |  | 24230491.4562 |  |  | 384611024.3056 | 651889765.0158 | -267278740.7103
2030-2031 | 0 | 1455438.5304 | 47406795.9025 | 777454.6633 | 4774361.914 | 0 | 4303453.6786 | 15893275.7837 | 16562918.6906 | 24924913.9478 | 5255269.9485 | 12007983.8008 | 10000000 | 35269079.6801 | 178630946.5405 | 85941677.8352 | 66626710.4572 | 56763713.1686 | 47342833.7781 | 19932547.9417 | 74029678.2858 | 49327302.2519 | 62665791.8022 | 8047048.3897 | 470677303.9104 | -267278740.7103 | 415348992.7014 |  |  | 24432293.6883 |  |  | 148070251.9911 | 649308250.4508 | -501237998.4597
2031-2032 | 0 | 0 | 47341104.4201 | 776809.2392 | 0 | 0 | 4261079.6921 | 15893275.7837 | 13631124.0584 | 23464261.1073 | 5139746.3059 | 12076451.1906 |  | 35269079.6801 | 157852931.4775 | 82504010.7218 | 63961642.0389 | 63896368.9599 | 51466297.506 | 22773223.9685 | 71068491.1544 | 53086277.8545 | 70794663.8486 | 10616572.2471 | 490167548.2998 | -501237998.4597 | 418582949.032 |  |  | 24622526.4136 |  |  | -82655049.4277 | 648020479.7773 | -730675529.205
2032-2033 | 0 | 0 | 47275623.8468 | 776072.1154 | 0 | 0 | 4261079.6921 | 15893275.7837 | 8738701.2753 | 21128594.4226 | 4965861.0996 | 12156830.373 |  | 35269079.6801 | 150465118.2887 | 79203850.293 | 61403176.3574 | 70696702.498 | 55394736.7994 | 21862295.0098 | 68225751.5082 | 49930857.357 | 76141085.2465 | 13011684.9051 | 495870139.9742 | -730675529.205 | 422379359.9282 |  |  | 24845844.7017 |  |  | -308296169.2768 | 646335258.2629 | -954631427.5398
2033-2034 | 0 | 0 | 47210397.2108 | 775329.3486 | 0 | 0 | 4261079.6921 | 14729978.8776 | 4359082.1945 | 19047053.0786 | 4809040.8891 | 12195621.7356 |  | 35269079.6801 | 142656662.707 | 38017848.1406 | 55044767.746 | 77178241.7531 | 57126933.0903 | 20987803.2094 | 61160853.0512 | 31209647.4119 | 75076223.7923 | 14072849.0412 | 429875167.236 | -954631427.5398 | 424212020.7269 |  |  | 24953648.2781 |  |  | -530419406.8129 | 572531829.943 | -1102951236.7559
2034-2035 | 0 | 0 | 47145677.7442 | 774638.0746 | 0 | 0 | 4261079.6921 | 14729978.8776 | -1556255.0288 | 16296412.2978 | 4607613.3951 | 12258610.7267 |  | 35269079.6801 | 133786835.4594 | 36497134.215 | 49157488.899 | 80073161.4727 | 58770101.6007 | 18814478.6914 | 54619432.11 | 16366517.397 | 73590829.9763 | 15089695.4842 | 402978839.8463 | -1102951236.7559 | 427187635.1358 |  |  | 25128684.4198 |  |  | -675763601.6201 | 536765675.3057 | -1212529276.9258
2035-2036 | 0 | 0 | 47081253.1271 | 773900.2455 | 0 | 0 | 4261079.6921 | 12304968.635 | -7417222.8489 | 13597086.2387 | 4409702.1649 | 12304825.2408 |  | 35269079.6801 | 122584672.1752 | 35037248.8464 | 43505701.2058 | 82822374.1567 | 60327902.1415 | 16802187.8424 | 48339668.0065 | -6555653.0517 | 68115769.7456 | 15864753.5187 | 364259952.4118 | -1212529276.9258 | 429370630.3821 |  |  | 25257095.9048 |  |  | -783158646.5437 | 486844624.587 | -1270003271.1307
2036-2037 | 0 | 0 | 47016913.8612 | 773208.9715 | 0 | 0 | 4261079.6921 | 4136282.6556 | -13139497.2654 | 10985984.7075 | 4217772.3482 | 12359815.9594 |  | 35269079.6801 | 105880640.6102 | 33635758.8925 | 38079985.0204 | 85431857.6375 | 61803847.6376 | 14870388.6274 | 42311094.4671 | -30565478.7731 | 61204733.5217 | 16536733.9671 | 323308920.9983 | -1270003271.1307 | 431968420.4063 |  |  | 25409907.0827 |  |  | -838034850.7244 | 429189561.6086 | -1267224412.333
2037-2038 | 0 | 0 | 46953376.6142 | 772517.6975 | 0 | 0 | 4261079.6921 |  | -18860947.5242 | 8401018.7085 | 4027675.9322 | 12386288.296 |  | 35269079.6801 | 93210089.0963 | 32290328.5368 | 32871297.4823 | 87907349.8869 | 63201310.006 | 13015861.381 | 36523663.8693 | -56552781.2704 | 53067052.3365 | 17118000.7286 | 279442082.9572 | -1267224412.333 | 433218617.735 |  |  | 25483448.1021 |  |  | -834005794.598 | 372652172.0535 | -1206657966.6515
2038-2039 | 0 | 0 | 46889840.0725 | 771872.9788 | 0 | 0 | 4261079.6921 |  | -24373159.1655 | 5933690.8019 | 3845524.8915 | 12444872.2156 |  | 35269079.6801 | 85042801.1669 | 30998715.3954 | 27870957.4458 | 90254358.6135 | 64523525.7983 | 11235515.2245 | 30967730.4954 | -84632456.8396 | 43459907.0942 | 17595111.2991 | 232273364.5267 | -1206657966.6515 | 435986334.717 |  |  | 25646254.9834 |  |  | -770671631.9345 | 317316165.6936 | -1087987797.6281
2039-2040 | 0 | 0 | 45773855.8533 | 771135.1496 | 0 | 0 | 4261079.6921 |  | -29660853.4813 | 3589117.7951 | 3671660.5958 | 12492476.4136 |  | 35269079.6801 | 76167551.6983 | 29758766.7795 | 23070631.0108 | 92478170.4775 | 65773601.618 | 9526382.9142 | 25634034.4564 | -113830688.4105 | 32884886.65 | 17997521.5094 | 183293307.0054 | -1087987797.6281 | 438235256.9975 |  |  | 25778544.5293 |  |  | -649752540.6307 | 259460858.7036 | -909213399.3343
2040-2041 | 0 | 0 | 45710952.7443 | 770443.8757 | 0 | 0 | 4261079.6921 |  | -35108593.0398 | 1198126.154 | 3494781.7431 | 12549321.6972 |  | 35269079.6801 | 68145192.5466 | 28568416.1084 | 22147805.7704 | 94583859.9359 | 66954519.3206 | 7885615.8964 | 24608673.0782 | -143958354.8086 | 21469605.7613 | 18333539.9548 | 140593681.0171 | -909213399.3343 | 440920931.1304 |  |  | 25936525.3606 |  |  | -468292468.2039 | 208738873.5637 | -677031341.7676
2041-2042 | 0 | 0 | 39141829.1896 | 769798.4515 | 0 | 0 | 4261079.6921 |  | -40454482.5691 | -1124901.0562 | 3322528.7428 | 12588447.3451 |  | 35269079.6801 | 53773379.4759 | 0 | 18446828.29 | 96576297.7345 | 66619746.724 | 7570191.2605 | 20496475.8778 | -186474212.1164 | 8307648.7424 | 18550175.2759 | 50093151.7887 | -677031341.7676 | 442769305.4635 |  |  | 26045253.2626 |  |  | -234262036.3041 | 103866531.2646 | -338128567.5687
2042-2043 | 0 | 0 | 36542577.7253 | 769061.3277 | 0 | 0 | 4261079.6921 |  | -45991325.1174 | -19834073.2893 | -1324925.0675 | 12628300.2736 |  | 35269079.6801 | 22319775.2246 | 0 | 15050282.4228 | 96093416.2458 | 66286647.9904 | 6305185.2519 | 16722536.0253 | -211163507.9157 | -5936440.9651 | 18686744.1878 | 2044863.2432 | -338128567.5687 | 444652102.2796 |  |  | 26156006.0164 |  |  | 106523534.7108 | 24364638.4678 | 82158896.243
2043-2044 | 0 | 0 | 26102272.7244 | 728483.5462 | 0 | 0 | 4261079.6921 |  | 0 | 0 | 0 | 12628300.2736 |  | 35269079.6801 | 78989215.9164 | 0 | 0 | 0 | 0 | 0 | 0 | -248487928.7477 | -131160796.4122 | -7872880.5398 | -387521605.6997 | 82158896.243 | 444652102.2796 |  |  | 26156006.0164 |  |  | 526810998.5226 | -308532389.7833 | 835343388.3059 |  | 835343388.3059 | 2556726061.8057
MidAm | 0.5004%
Delivery Year | Small DG | Large DG | TCS | Public Schools | CDCS | EEC | 2010 LTTPAs | Forward Procurements (2017-2019) | Indexed REC Wind | Indexed REC Solar | Indexed REC Brownfield | Admin (3%) | Job Training | ILSFA | Total Under Contract | Small DG | Large DG | Traditional Community Solar | Public Schools | Community Driven Community Solar | Equity Eligible Contractor | Utility Wind | Utility Solar | Brownfield | Total Projected Spend | Available Funds at start of DY (including ACP) | DY Collections (Source: Utilities) |  |  | DY Collections (Calendar Year) adjusted for 5.88% increase. |  |  | Available Funds at start of DY + Collections | Total Spend | EOY Balance
2020-2021 | 690613.3636 | 243345.4013 | 150068.3738 | 0 | 0 | 0 |  | 9408.96 | 0 | 0 | 0 | 33813.1343 |  | 56355.2238 | 1183604.4567 | 0 | 0 | 0 | 0 | 0 | 0 | 0 | 0 | 0 | 0 | 1406204.2258 | 585306.9749 |  |  | 34429.8221 |  |  | 1991511.2007 | 1183604.4567 | 807906.744
2021-2022 | 310505.6674 | 303777.5939 | 421307.1237 | 0 | 0 | 0 |  | 55160.9417 | 0 | 0 | 0 | 69767.9004 |  | 250205.2229 | 1410724.4499 | 0 | 0 | 0 | 0 | 0 | 0 | 0 | 0 | 0 | 0 | 807906.744 | 1153433.5222 |  |  | 67849.0307 |  |  | 1961340.2662 | 1410724.4499 | 550615.8163
2022-2023 | 331516.1506 | 373194.9012 | 569155.8069 | 0 | 0 | 0 |  | 74567.9417 | 0 | 0 | 0 | 88191.7855 |  | 250205.2229 | 1686831.8087 | 0 | 0 | 0 | 0 | 0 | 0 | 0 | 0 | 0 | 0 | 550615.8163 | 1392648.2258 |  |  | 81920.4839 |  |  | 1943264.0421 | 1686831.8087 | 256432.2334
2023-2024 | 1206710.6559 | 453000.7594 | 660123.0849 | 0 | 0 | 0 |  | 74566.4825 | 0 | 0 | 0 | 86604.3133 |  | 250205.2229 | 2731210.5189 | 0 | 0 | 0 | 0 | 0 | 0 | 0 | 0 | 0 | 0 | 256432.2334 | 1383224.4391 |  |  | 81366.1435 |  |  | 1639656.6725 | 2731210.5189 | -1091553.8464
2024-2025 | 150513.5139 | 318003.247 | 706636.471 | 4378.7215 | 31603.0464 | 0 |  | 74566.4825 | 22093.3228 | 0 | 0 | 86114.7807 |  | 250205.2229 | 1644114.8088 | 778894.5655 | 146382.5743 | 43680.4133 | 127820.266 | 20659.3642 | 140739.9843 | 0 | 0 | 0 | 1258177.1676 | -1091553.8464 | 1387044.2351 |  |  | 81590.8374 |  |  | 295490.3887 | 2902291.9764 | -2606801.5877
2025-2026 | 0 | 226245.4406 | 505403.5962 | 5541.6704 | 38877.7582 | 0 |  | 74566.4825 | 21426.7449 | 101187.9488 | 0 | 85057.2324 |  | 250205.2229 | 1308512.097 | 747738.7829 | 218691.455 | 110677.9619 | 166697.7177 | 47985.9824 | 221083.185 | 0 | 14449.8133 | 0 | 1527324.8983 | -2606801.5877 | 1386156.5916 |  |  | 81538.623 |  |  | -1220644.9962 | 2835836.9952 | -4056481.9914
2026-2027 | 0 | 186566.1549 | 364279.929 | 5536.0758 | 38704.0508 | 0 |  | 74566.4825 | 248508.7769 | 241619.075 | 21010.2862 | 84513.3764 |  | 250205.2229 | 1515509.4304 | 717829.2316 | 288107.9805 | 174651.8846 | 203800.12 | 72701.3904 | 298212.6578 | 0 | 14294.1252 | 0 | 1769597.3901 | -4056481.9914 | 1390856.9158 |  |  | 81815.1127 |  |  | -2665625.0756 | 3285106.8205 | -5950731.8961
2027-2028 | 0 | 165734.5885 | 337726.039 | 5531.1668 | 38531.0639 | 0 |  | 74566.4825 | 250660.5738 | 241411.4197 | 41982.3508 | 84381.2343 |  | 250205.2229 | 1490730.1422 | 689116.0623 | 354747.8449 | 235724.8453 | 239199.5747 | 96428.1821 | 372256.9516 | 341358.2101 | 156218.7741 | 0 | 2485050.4451 | -5950731.8961 | 1392376.6615 |  |  | 81904.5095 |  |  | -4558355.2347 | 3975780.5873 | -8534135.822
2028-2029 | 0 | 159334.9744 | 337254.3171 | 5525.9024 | 38358.4473 | 0 |  | 74566.4825 | 193960.4276 | 213974.4382 | 40020.2682 | 84601.5265 |  | 250205.2229 | 1397802.0072 | 661551.4198 | 418722.1148 | 294014.5923 | 272965.2939 | 119205.9022 | 443339.4737 | 459085.3001 | 298696.659 | 21043.7849 | 2988624.5406 | -8534135.822 | 1394834.1963 |  |  | 82049.0704 |  |  | -7139301.6257 | 4386426.5478 | -11525728.1735
2029-2030 | 0 | 118615.4656 | 336780.7987 | 5520.9984 | 38188.3628 | 0 |  | 74566.4825 | 127376.9928 | 182256.5662 | 37772.8667 | 84671.4347 |  | 250205.2229 | 1255955.1912 | 635089.3631 | 480137.4139 | 349634.1558 | 305163.7158 | 141072.5134 | 511578.6949 | 444048.598 | 392764.8362 | 40221.3751 | 3299710.6661 | -11525728.1735 | 1395262.2697 |  |  | 82074.2512 |  |  | -10130465.9037 | 4555665.8573 | -14686131.761
2030-2031 | 0 | 10325.1439 | 336312.3745 | 5515.4038 | 33870.1859 | 0 |  | 74566.4825 | 117500.3374 | 176821.8424 | 37281.8344 | 85186.8064 |  | 250205.2229 | 1127585.6342 | 609685.7885 | 472661.9206 | 402692.036 | 335858.6156 | 141405.0961 | 525179.9117 | 349936.7935 | 444562.4481 | 57087.215 | 3339069.8251 | -14686131.761 | 1397617.7746 |  |  | 82212.8103 |  |  | -13288513.9865 | 4466655.4592 | -17755169.4457
2031-2032 | 0 | 0 | 335846.3473 | 5510.8251 | 0 | 0 |  | 74566.4825 | 96701.6566 | 166459.7073 | 36462.2888 | 85672.5264 |  | 250205.2229 | 1051425.0569 | 585298.357 | 453755.4437 | 453292.3847 | 365111.2123 | 161557.365 | 504172.7153 | 376603.6455 | 502230.1349 | 75315.8815 | 3477337.1398 | -17755169.4457 | 1399139.0166 |  |  | 82302.2951 |  |  | -16356030.4291 | 4528762.1967 | -20884792.6258
2032-2033 | 0 | 0 | 335381.8162 | 5505.5958 | 0 | 0 |  | 74566.4825 | 61993.9256 | 149890.0659 | 35228.7158 | 86242.7509 |  | 250205.2229 | 999014.5755 | 561886.4227 | 435605.226 | 501535.1794 | 392980.2703 | 155095.0704 | 484005.8067 | 354218.5224 | 540158.6142 | 92307.2434 | 3517792.3554 | -20884792.6258 | 1401106.3387 |  |  | 82418.0199 |  |  | -19483686.2871 | 4516806.9309 | -24000493.218
2033-2034 | 0 | 0 | 334919.0867 | 5500.3265 | 0 | 0 |  | 69108.8769 | 30924.1166 | 135123.2355 | 34116.2049 | 86517.9438 |  | 250205.2229 | 946415.0137 | 269705.4829 | 390497.5266 | 547516.3898 | 405268.7837 | 148891.2676 | 433886.1407 | 221406.877 | 532604.2946 | 99835.3335 | 3049612.0963 | -24000493.218 | 1401560.312 |  |  | 82444.7242 |  |  | -22598932.9059 | 3996027.11 | -26594960.016
2034-2035 | 0 | 0 | 334459.9551 | 5495.4224 | 0 | 0 |  | 69108.8769 | -11040.3543 | 115609.6929 | 32687.2418 | 86964.7991 |  | 250205.2229 | 883490.8568 | 258917.2636 | 348732.1069 | 568053.4733 | 416925.718 | 133473.3108 | 387480.1188 | 116107.0311 | 522066.6426 | 107049.0258 | 2858804.6908 | -26594960.016 | 1402537.6583 |  |  | 82502.2152 |  |  | -25192422.3577 | 3742295.5476 | -28934717.9053
2035-2036 | 0 | 0 | 334002.9152 | 5490.1882 | 0 | 0 |  | 57733.7482 | -52619.1189 | 96460.1862 | 31283.2238 | 87292.6532 |  | 250205.2229 | 809849.0188 | 248560.573 | 308637.304 | 587556.8847 | 427977.0364 | 119197.756 | 342930.3377 | -46506.9871 | 483225.5762 | 112547.4275 | 2584125.9085 | -28934717.9053 | 1403443.7462 |  |  | 82555.5145 |  |  | -27531274.1591 | 3393974.9273 | -30925249.0865
2036-2037 | 0 | 0 | 333546.4809 | 5485.2841 | 0 | 0 |  | 19405.5409 | -93213.9673 | 77936.5602 | 29921.639 | 87682.7673 |  | 250205.2229 | 710969.5279 | 238618.1501 | 270146.2932 | 606069.0319 | 438447.6604 | 105493.2234 | 300162.5479 | -216837.0283 | 434197.4367 | 117314.5782 | 2293611.8936 | -30925249.0865 | 1404281.1482 |  |  | 82604.7734 |  |  | -29520967.9383 | 3004581.4215 | -32525549.3597
2037-2038 | 0 | 0 | 333095.7362 | 5480.3801 | 0 | 0 |  |  | -133802.9691 | 59598.3444 | 28573.0607 | 87870.5668 |  | 250205.2229 | 631020.342 | 229073.4241 | 233194.9228 | 623630.6212 | 448361.5109 | 92336.872 | 259105.4697 | -401195.647 | 376467.2562 | 121438.1897 | 1982412.6197 | -32525549.3597 | 1405053.8283 |  |  | 82650.2252 |  |  | -31120495.5314 | 2613432.9616 | -33733928.493
2038-2039 | 0 | 0 | 332644.9965 | 5475.8064 | 0 | 0 |  |  | -172907.5943 | 42094.6745 | 27280.8483 | 88286.1718 |  | 250205.2229 | 573080.1259 | 219910.4871 | 197721.6072 | 640280.7251 | 457741.5486 | 79706.7748 | 219690.6747 | -600397.9383 | 308312.4323 | 124822.8982 | 1647789.2098 | -33733928.493 | 1405763.6634 |  |  | 82691.9802 |  |  | -32328164.8296 | 2220869.3357 | -34549034.1653
2039-2040 | 0 | 0 | 324728.0028 | 5470.5721 | 0 | 0 |  |  | -210419.453 | 25461.85 | 26047.4236 | 88623.8845 |  | 250205.2229 | 510117.5028 | 211114.0677 | 163667.2243 | 656056.8482 | 466609.8123 | 67581.8814 | 181852.4714 | -807535.4679 | 233291.3268 | 127677.669 | 1300315.8331 | -34549034.1653 | 1406413.2694 |  |  | 82730.1923 |  |  | -33142620.8959 | 1810433.3359 | -34953054.2318
2040-2041 | 0 | 0 | 324281.7568 | 5465.668 | 0 | 0 |  |  | -249066.7016 | 8499.7234 | 24792.613 | 89027.1552 |  | 250205.2229 | 453205.4377 | 202669.505 | 157120.5353 | 670994.9896 | 474987.4559 | 55941.9838 | 174578.3725 | -1021266.5761 | 152309.2619 | 130061.4445 | 997396.9724 | -34953054.2318 | 1407005.4105 |  |  | 82765.0241 |  |  | -33546048.8213 | 1450602.4101 | -34996651.2314
2041-2042 | 0 | 0 | 277679.2075 | 5461.0893 | 0 | 0 |  |  | -286991.4077 | -7980.2513 | 23570.6191 | 89304.7197 |  | 250205.2229 | 351249.1994 | 0 | 130865.1324 | 685129.7033 | 472612.5186 | 53704.3044 | 145405.7027 | -1322881.7486 | 58935.961 | 131598.2946 | 355369.8685 | -34996651.2314 | 1407542.7547 |  |  | 82796.6326 |  |  | -33589108.4767 | 706619.0679 | -34295727.5446
2042-2043 | 0 | 0 | 259239.6481 | 5455.86 | 0 | 0 |  |  | -326270.769 | -140706.4991 | -9399.2578 | 89587.4435 |  | 250205.2229 | 128111.6485 | 0 | 106769.4224 | 681704.0548 | 470249.456 | 44730.1233 | 118632.6916 | -1498032.0733 | -42114.1847 | 132567.1392 | 14506.6293 | -34295727.5446 | 1408025.8005 |  |  | 82825.0471 |  |  | -32887701.7442 | 142618.2778 | -33030320.022
2043-2044 | 0 | 0 | 185174.2383 | 5167.9939 | 0 | 0 |  |  | 0 | 0 | 0 | 89587.4435 |  | 250205.2229 | 530134.8985 | 0 | 0 | 0 | 0 | 0 | 0 | -1762818.2576 | -930478.3849 | -55851.6368 | -2749148.2793 | -33030320.022 | 1408025.8005 |  |  | 82825.0471 |  |  | -31622294.2215 | -2219013.3808 | -29403280.8407 |  | -29403280.8407 | 2556726062.8057

## Assumptions
Assumptions
| Value | Notes
kw per MW | 1000
Million | 1000000
Start Date of Plant Operation | 2030-01-01
Expense Scale | 1
Capital Charge Rate (%) | 0.07479 | See [CCR_Utility-Scale]
CCR - BTM | 0.053013 | See [CCR_BTM]
CCR - OSW | 0.052918 | See [CCR_OSW]
Years | 20
Discount Rate | 2% | Social Cost

## CCR_BTM
Capital Charge Rates
BTM
Assumptions |  |  | Battery
Debt % |  | DbtRt | 51.5%
Interest |  | Int | 5.191%
Equity return |  | EqRet | 8.688%
Federal Income Tax Rate |  | FITR | 21%
State Income Tax Rate |  | SITR | 9.5% |  | https://www.solar.com/learn/federal-solar-tax-credit-steps-down/
Book Life |  | BL | 20
Tax Life (MACRS) |  | TL | 5 | https://www.solar.com/learn/how-getting-a-home-battery-affects-your-federal-solar-incentive-tax-credit/
ITC Rate |  | ITCR | 30%
Inflation |  | Inf | 2.5%
Declining Bal Rate |  | DBR | 200%
PV of Depreciation |  | PVDpr | 0.81742
Effective Income Tax Rate |  | EITR | 28.51%
Nominal WACC (A/T) |  | NWACC | 6.125%
Nominal CCR |  | NCCR | 0.066138
Real WACC (A/T) |  | RWACC | 3.537%
Real CCR |  | RCCR | 0.053013
Year | DepFctr
0
1 | 0.14
2 | 0.2408
3 | 0.17338
4 | 0.12483
5 | 0.1498
6 | 0.11984
7 | 0.035951
8 | 0.010785
9 | 0.0032356
10 | 0.00097068
11 | 0.00029121
12 | 8.7362e-05
13 | 2.6208e-05
14 | 7.8625e-06
15 | 2.3588e-06
16 | 7.0763e-07
17 | 2.1229e-07
18 | 6.3687e-08
19 | 1.9106e-08
20 | 5.7318e-09
21 | 1.7195e-09
22 | 5.1586e-10
23 | 1.5476e-10
24 | 4.6428e-11
25 | 1.3928e-11
26 | 4.1785e-12
27 | 1.2536e-12
28 | 3.7607e-13
29 | 1.1284e-13
30 | 3.3884e-14
31 | 1.0181e-14
32 | 3.0309e-15
33 | 9.3259e-16
34 | 3.1086e-16
35 | 7.7716e-17
36 | 0
37 | 0
38 | 0
39 | 0
40 | 0
Battery | 0.81742

## CCR_Utility-Scale
Capital Charge Rates
Utility-Scale
Assumptions |  |  | Battery
Debt % |  | DbtRt | 51.5%
Interest |  | Int | 5.191%
Equity return |  | EqRet | 8.688%
Federal Income Tax Rate |  | FITR | 21%
State Income Tax Rate |  | SITR | 9.5%
Book Life |  | BL | 20
Tax Life (MACRS) |  | TL | 5
ITC Rate |  | ITCR | 0%
Inflation |  | Inf | 2.5%
Declining Bal Rate |  | DBR | 200%
PV of Depreciation |  | PVDpr | 0.84994
Effective Income Tax Rate |  | EITR | 28.51%
Nominal WACC (A/T) |  | NWACC | 6.125%
Nominal CCR |  | NCCR | 0.093341
Real WACC (A/T) |  | RWACC | 3.537%
Real CCR |  | RCCR | 0.074818
Year | DepFctr
0
1 | 0.2
2 | 0.32
3 | 0.192
4 | 0.1152
5 | 0.1152
6 | 0.0576
7 | 0
8 | 0
9 | 0
10 | 0
11 | 0
12 | 0
13 | 0
14 | 0
15 | 0
16 | 0
17 | 0
18 | 0
19 | 0
20 | 0
21 | 0
22 | 0
23 | 0
24 | 0
25 | 0
26 | 0
27 | 0
28 | 0
29 | 0
30 | 0
31 | 0
32 | 0
33 | 0
34 | 0
35 | 0
36 | 0
37 | 0
38 | 0
39 | 0
40 | 0
Battery | 0.84994

## CCR_OSW
Capital Charge Rates
https://windexchange.energy.gov/projects/tax-credits
Assumptions |  |  | OSW
Debt % |  | DbtRt | 51.5%
Interest |  | Int | 5.191%
Equity return |  | EqRet | 8.688%
Federal Income Tax Rate |  | FITR | 21%
State Income Tax Rate |  | SITR | 6%
Book Life |  | BL | 20
Tax Life (MACRS) |  | TL | 5
ITC Rate |  | ITCR | 30%
Inflation |  | Inf | 2.5%
Declining Bal Rate |  | DBR | 200%
PV of Depreciation |  | PVDpr | 0.81555
Effective Income Tax Rate |  | EITR | 25.74%
Nominal WACC (A/T) |  | NWACC | 6.199%
Nominal CCR |  | NCCR | 0.065984
Real WACC (A/T) |  | RWACC | 3.609%
Real CCR |  | RCCR | 0.052918
Year | DepFctr
0
1 | 0.14
2 | 0.2408
3 | 0.17338
4 | 0.12483
5 | 0.1498
6 | 0.11984
7 | 0.035951
8 | 0.010785
9 | 0.0032356
10 | 0.00097068
11 | 0.00029121
12 | 8.7362e-05
13 | 2.6208e-05
14 | 7.8625e-06
15 | 2.3588e-06
16 | 7.0763e-07
17 | 2.1229e-07
18 | 6.3687e-08
19 | 1.9106e-08
20 | 5.7318e-09
21 | 1.7195e-09
22 | 5.1586e-10
23 | 1.5476e-10
24 | 4.6428e-11
25 | 1.3928e-11
26 | 4.1785e-12
27 | 1.2536e-12
28 | 3.7607e-13
29 | 1.1284e-13
30 | 3.3884e-14
31 | 1.0181e-14
32 | 3.0309e-15
33 | 9.3259e-16
34 | 3.1086e-16
35 | 7.7716e-17
36 | 0
37 | 0
38 | 0
39 | 0
40 | 0
OSW | 0.81555

## Battery_Comm_Resi_Annual
Storage (Residential and Commercial) Annual Detail
Note: Revenue and MWH are based on existing Aurora output (7,500 MW), scaled down by MW %
|  | Aurora Output (Nominal) |  |  |  | Aurora Output ($2022) |  |  |  | Cost Data (Nominal) |  | Cost Data ($2022) |  | Revenues and Costs ($2022)
| Operating | Energy Revenue | Capacity Revenue | Energy Market Impact | MWh | Energy Revenue | Capacity Revenue | Energy Market Impact | MWh | CapEx | OpEx | CapEx | OpEx | Costs | Revenues | Net Revenues | Inflation | Cum. Inflation
| Year | ($) | ($) | ($) | MWh | ($) | ($) | ($) | MWh | ($) | ($) | ($) | ($) | ($) | ($) | ($)
| 1 | 2 | 3 | 4 | 5 | 6 | 7 | 8 | 9 | 10 | 11 | 12 | 13 | 14 | 15 | 16
| [1] | [2] | [3] | [4] | [5] | [6] | [7] | [8] | [9] | [10] | [11] | [12] | [13] | [14] | [15] | [16]
2022 | [16 empty] | 0 | 1
2023 | [16 empty] | 0.0376 | 1.0376
2024 | [16 empty] | 0.025 | 1.0635
2025 | [16 empty] | 0.025 | 1.0901
2026 | [16 empty] | 0.025 | 1.1174
2027 | [16 empty] | 0.025 | 1.1453
2028 | [16 empty] | 0.025 | 1.1739
2029 | [16 empty] | 0.025 | 1.2033
2030 | 1 | 28091668.6667 | 34730151.9867 | 16364423.3081 | 1462220.5267 | 22776160.606 | 28158509.5177 | 13267945.6643 | 1462220.5267 | 78215694.4616 | 165858566.1896 | 63415713.7514 | 134474793.4426 | 197890507.194 | 50934670.1236 | -146955837.0704 | 0.025 | 1.2334
2031 | 2 | 24499214.3333 | 53663407.305 | 3516241.0664 | 1396477.0533 | 19378995.9056 | 42448012.2627 | 2781363.5287 | 1396477.0533 | 80171086.8231 | 170005030.3443 | 63415713.7514 | 134474793.4426 | 197890507.194 | 61827008.1683 | -136063499.0257 | 0.025 | 1.2642
2032 | 3 | 22636120.75 | 66756123.6792 | 16899351.1039 | 1376600.4875 | 17468565.8105 | 51516501.11 | 13041431.8855 | 1376600.4875 | 82175363.9937 | 174255156.1029 | 63415713.7514 | 134474793.4426 | 197890507.194 | 68985066.9204 | -128905440.2736 | 0.025 | 1.2958
2033 | 4 | 22459634.2 | 88541959.5136 | 6310931.8844 | 1313190.744 | 16909628.3157 | 66662333.5175 | 4751435.9112 | 1313190.744 | 84229748.0935 | 178611535.0055 | 63415713.7514 | 134474793.4426 | 197890507.194 | 83571961.8332 | -114318545.3609 | 0.025 | 1.3282
2034 | 5 | 20058946.72 | 90665339.6914 | 7238476.3049 | 1267410.8176 | 14733829.5861 | 66596102.1296 | 5316853.2639 | 1267410.8176 | 86335491.7959 | 183076823.3807 | 63415713.7514 | 134474793.4426 | 197890507.194 | 81329931.7156 | -116560575.4784 | 0.025 | 1.3614
2035 | 6 | 17852861.4667 | 107138695.5854 | 5827732.9196 | 1215736.5773 | 12793562.2672 | 76776799.9408 | 4176219.2645 | 1215736.5773 | 88493879.0908 | 187653743.9652 | 63415713.7514 | 134474793.4426 | 197890507.194 | 89570362.208 | -108320144.986 | 0.025 | 1.3955
2036 | 7 | 19332387.8667 | 126255965.4969 | 5677897.0955 | 1234877.3987 | 13515909.8579 | 88269708.866 | 3969605.0925 | 1234877.3987 | 90706226.0681 | 192345087.5643 | 63415713.7514 | 134474793.4426 | 197890507.194 | 101785618.7238 | -96104888.4702 | 0.025 | 1.4303
2037 | 8 | 21023720 | 166698164.4869 | 1052391.3521 | 1238056.0467 | 14339878.9515 | 113701642.7242 | 717816.0953 | 1238056.0467 | 92973881.7198 | 197153714.7534 | 63415713.7514 | 134474793.4426 | 197890507.194 | 128041521.6757 | -69848985.5183 | 0.025 | 1.4661
2038 | 9 | 22424913.6 | 172215480.1633 | 889052.6361 | 1229842.8667 | 14922542.8449 | 114599901.1249 | 591615.4813 | 1229842.8667 | 95298228.7627 | 202082557.6222 | 63415713.7514 | 134474793.4426 | 197890507.194 | 129522443.9698 | -68368063.2242 | 0.025 | 1.5028
2039 | 10 | 22422827.4667 | 156889969.6519 | 2177564.1929 | 1219574.6427 | 14557224.0373 | 101855238.4096 | 1413706.1822 | 1219574.6427 | 97680684.4818 | 207134621.5628 | 63415713.7514 | 134474793.4426 | 197890507.194 | 116412462.4469 | -81478044.7471 | 0.025 | 1.5403
2040 | 11 | 24124683.4667 | 144977940.0071 | 483146.4832 | 1228485.176 | 15280091.2951 | 91826123.3207 | 306015.3051 | 1228485.176 | 100122701.5939 | 212312987.1019 | 63415713.7514 | 134474793.4426 | 197890507.194 | 107106214.6157 | -90784292.5783 | 0.025 | 1.5788
2041 | 12 | 27012690.9333 | 185355001.4255 | 3524464.7707 | 1213579.3933 | 16691997.4422 | 114536727.1009 | 2177878.4307 | 1213579.3933 | 102625769.1337 | 217620811.7794 | 63415713.7514 | 134474793.4426 | 197890507.194 | 131228724.5431 | -66661782.6509 | 0.025 | 1.6183
2042 | 13 | 28213373.0667 | 194058196.1822 | -2849552.1526 | 1244556.0573 | 17008718.993 | 116989957.8956 | -1717881.5062 | 1244556.0573 | 105191413.362 | 223061332.0739 | 63415713.7514 | 134474793.4426 | 197890507.194 | 133998676.8886 | -63891830.3054 | 0.025 | 1.6588
2043 | 14 | 23214637.7333 | 200837328.2482 | -1897595.8059 | 1199338.6067 | 13653834.6739 | 118123733.2992 | -1116082.8659 | 1199338.6067 | 107821198.6961 | 228637865.3757 | 63415713.7514 | 134474793.4426 | 197890507.194 | 131777567.9731 | -66112939.2209 | 0.025 | 1.7002
2044 | 15 | 21986088.8 | 166035607.1901 | -5376213.6445 | 1183407.688 | 12615859.4334 | 95273056.5358 | -3084930.4867 | 1183407.688 | 110516728.6635 | 234353812.0101 | 63415713.7514 | 134474793.4426 | 197890507.194 | 107888915.9691 | -90001591.2249 | 0.025 | 1.7427
2045 | 16 | 24494452.6667 | 209534975.0876 | 10109110.479 | 1166665.1307 | 13712376.7737 | 117300948.2906 | 5659237.772 | 1166665.1307 | 113279646.8801 | 240212657.3104 | 63415713.7514 | 134474793.4426 | 197890507.194 | 131013325.0643 | -66877182.1298 | 0.025 | 1.7863
2046 | 17 | 23720194.1333 | 218500787.9108 | 17869775.319 | 1147438.78 | 12955058.3087 | 119336731.8993 | 9759784.4234 | 1147438.78 | 116111638.0521 | 246217973.7432 | 63415713.7514 | 134474793.4426 | 197890507.194 | 132291790.208 | -65598716.986 | 0.025 | 1.831
2047 | 18 | 24406542.8 | 226377361.4017 | 12389225.2987 | 1152947.22 | 13004795.6775 | 120623037.6489 | 6601481.6163 | 1152947.22 | 119014429.0034 | 252373423.0867 | 63415713.7514 | 134474793.4426 | 197890507.194 | 133627833.3264 | -64262673.8676 | 0.025 | 1.8767
2048 | 19 | 24992755.4667 | 234320499.366 | -852905.1411 | 1129109.776 | 12992344.9336 | 121810208.4359 | -443377.9942 | 1129109.776 | 121989789.7285 | 258682758.6639 | 63415713.7514 | 134474793.4426 | 197890507.194 | 134802553.3695 | -63087953.8245 | 0.025 | 1.9237
2049 | 20 | 26651732.4 | 242559798.6433 | 25592263.0229 | 1126102.1707 | 13516834.0157 | 123017914.4808 | 12979507.905 | 1126102.1707 | 125039534.4717 | 265149827.6305 | 63415713.7514 | 134474793.4426 | 197890507.194 | 136534748.4965 | -61355758.6975 | 0.025 | 1.9717
2030 - 2049 Totals |  | 469619446.5367 | 3086112753.0229 | 124945780.4934 | 24745617.1598 | 302828209.7295 | 1889423188.5105 | 81149624.9689 | 24745617.1598 | 1997993134.876 | 4236800285.2667 | 1268314275.0277 | 2689495868.8529 | 3957810143.8806 | 2192251398.24 | -1765558745.6407
2030 - 2049 $/MWh |  | 18.9779 | 124.7135 | 5.0492 |  | 12.2377 | 76.3539 | 3.2794 |  | Nominal Costs: | 251.9555 | $2022 Costs: | 159.9398 | 159.9398 | 88.5915
Aurora Output
| 2030 | 42137503 | 52095227.98 | 24546634.9622 | 2193330.79
| 2031 | 73497643 | 160990221.9151 | 10548723.1992 | 4189431.16
| 2032 | 90544483 | 267024494.7168 | 67597404.4156 | 5506401.95
| 2033 | 112298171 | 442709797.5682 | 31554659.4218 | 6565953.72
| 2034 | 125368417 | 566658373.0715 | 45240476.9057 | 7921317.61
| 2035 | 133896461 | 803540216.8902 | 43707996.8968 | 9118024.33
| 2036 | 144992909 | 946919741.2269 | 42584228.2163 | 9261580.49
| 2037 | 157677900 | 1250236233.652 | 7892935.141 | 9285420.35
| 2038 | 168186852 | 1291616101.2245 | 6667894.7705 | 9223821.5
| 2039 | 168171206 | 1176674772.3891 | 16331731.4467 | 9146809.82
| 2040 | 180935126 | 1087334550.0532 | 3623598.6239 | 9213638.82
| 2041 | 202595182 | 1390162510.6912 | 26433485.7802 | 9101845.45
| 2042 | 211600298 | 1455436471.3664 | -21371641.1442 | 9334170.43
| 2043 | 174109783 | 1506279961.8615 | -14231968.5442 | 8995039.55
| 2044 | 164895666 | 1245267053.926 | -40321602.3336 | 8875557.66
| 2045 | 183708395 | 1571512313.1569 | 75818328.5927 | 8749988.48
| 2046 | 177901456 | 1638755909.3313 | 134023314.8927 | 8605790.85
| 2047 | 183049071 | 1697830210.5124 | 92919189.7402 | 8647104.15
| 2048 | 187445666 | 1757403745.2452 | -6396788.5583 | 8468323.32
| 2049 | 199887993 | 1819198489.8251 | 191941972.6721 | 8445766.28

## Com_Res_MW Breakdown
Storage Plant Cumulative Addition
| 2030 | 2031 | 2032 | 2033 | 2034 | 2035 | 2036 | 2037 | 2038 | 2039 | 2040 | 2041 | 2042 | 2043 | 2044 | 2045 | 2046 | 2047 | 2048 | 2049
MISO Commercial | 557.8667 | 557.8667 | 557.8667 | 557.8667 | 557.8667 | 557.8667 | 557.8667 | 557.8667 | 557.8667 | 557.8667 | 557.8667 | 557.8667 | 557.8667 | 557.8667 | 557.8667 | 557.8667 | 557.8667 | 557.8667 | 557.8667 | 557.8667
PJM Commercial | 242.1333 | 242.1333 | 242.1333 | 242.1333 | 242.1333 | 242.1333 | 242.1333 | 242.1333 | 242.1333 | 242.1333 | 242.1333 | 242.1333 | 242.1333 | 242.1333 | 242.1333 | 242.1333 | 242.1333 | 242.1333 | 242.1333 | 242.1333
MISO Residential | 139.4667 | 139.4667 | 139.4667 | 139.4667 | 139.4667 | 139.4667 | 139.4667 | 139.4667 | 139.4667 | 139.4667 | 139.4667 | 139.4667 | 139.4667 | 139.4667 | 139.4667 | 139.4667 | 139.4667 | 139.4667 | 139.4667 | 139.4667
PJM Residential | 60.5333 | 60.5333 | 60.5333 | 60.5333 | 60.5333 | 60.5333 | 60.5333 | 60.5333 | 60.5333 | 60.5333 | 60.5333 | 60.5333 | 60.5333 | 60.5333 | 60.5333 | 60.5333 | 60.5333 | 60.5333 | 60.5333 | 60.5333
Total | 1000 | 1000 | 1000 | 1000 | 1000 | 1000 | 1000 | 1000 | 1000 | 1000 | 1000 | 1000 | 1000 | 1000 | 1000 | 1000 | 1000 | 1000 | 1000 | 1000
MISO | 1030 | 2080 | 2780 | 3480 | 4355 | 5230 | 5230 | 5230 | 5230 | 5230 | 5230 | 5230 | 5230 | 5230 | 5230 | 5230 | 5230 | 5230 | 5230 | 5230
ComEd | 430 | 880 | 1180 | 1480 | 1855 | 2230 | 2230 | 2230 | 2230 | 2230 | 2230 | 2230 | 2230 | 2230 | 2230 | 2230 | 2230 | 2230 | 2230 | 2230
10 hour | 40 | 40 | 40 | 40 | 40 | 40 | 40 | 40 | 40 | 40 | 40 | 40 | 40 | 40 | 40 | 40 | 40 | 40 | 40 | 40
Total | 1500 | 3000 | 4000 | 5000 | 6250 | 7500 | 7500 | 7500 | 7500 | 7500 | 7500 | 7500 | 7500 | 7500 | 7500 | 7500 | 7500 | 7500 | 7500 | 7500
[7 empty] | 0 | 0 | 0 | 0 | 0 | 0 | 0 | 0 | 0 | 0 | 0 | 0 | 0 | 0
Comm/Res % of 7,500 MW installed | 66.67% | 33.33% | 25% | 20% | 16% | 13.33% | 13.33% | 13.33% | 13.33% | 13.33% | 13.33% | 13.33% | 13.33% | 13.33% | 13.33% | 13.33% | 13.33% | 13.33% | 13.33% | 13.33%
MISO | 1030 | 1050 | 700 | 700 | 875 | 875 | 875 | 875 | 875 | 875 | 875 | 875 | 875 | 875 | 875 | 875 | 875 | 875 | 875 | 875
ComEd | 430 | 450 | 300 | 300 | 375 | 375 | 375 | 375 | 375 | 375 | 375 | 375 | 375 | 375 | 375 | 375 | 375 | 375 | 375 | 375

## BTM_Storage_Backup
BTM Battery Backup:
Total Costs ($2022) for Residential & Commercial | 2030 | 2031 | 2032 | 2033 | 2034 | 2035 | 2036 | 2037 | 2038 | 2039 | 2040 | 2041 | 2042 | 2043 | 2044 | 2045 | 2046 | 2047 | 2048 | 2049
Total OpEx | 63415713.7514 | 63415713.7514 | 63415713.7514 | 63415713.7514 | 63415713.7514 | 63415713.7514 | 63415713.7514 | 63415713.7514 | 63415713.7514 | 63415713.7514 | 63415713.7514 | 63415713.7514 | 63415713.7514 | 63415713.7514 | 63415713.7514 | 63415713.7514 | 63415713.7514 | 63415713.7514 | 63415713.7514 | 63415713.7514
Total CapEx | 134474793.4426 | 134474793.4426 | 134474793.4426 | 134474793.4426 | 134474793.4426 | 134474793.4426 | 134474793.4426 | 134474793.4426 | 134474793.4426 | 134474793.4426 | 134474793.4426 | 134474793.4426 | 134474793.4426 | 134474793.4426 | 134474793.4426 | 134474793.4426 | 134474793.4426 | 134474793.4426 | 134474793.4426 | 134474793.4426

## Batteries_Utility
| Calendar |  |  |  |  | 2030 | 2031 | 2032 | 2033 | 2034 | 2035 | 2036 | 2037 | 2038 | 2039 | 2040 | 2041 | 2042 | 2043 | 2044 | 2045 | 2046 | 2047 | 2048 | 2049 | 2050 | 2051 | 2052 | 2053 | 2054
| Year of Plant Operation |  |  |  |  | 1 | 2 | 3 | 4 | 5 | 6 | 7 | 8 | 9 | 10 | 11 | 12 | 13 | 14 | 15 | 16 | 17 | 18 | 19 | 20 | 21 | 22 | 23 | 24 | 25
Operating Expense Calculations
Annual Project MW
| 4-Hour MISO System_Size (MW) |  |  |  |  | 1030 | 2080 | 2780 | 3480 | 4355 | 5230 | 5230 | 5230 | 5230 | 5230 | 5230 | 5230 | 5230 | 5230 | 5230 | 5230 | 5230 | 5230 | 5230 | 5230 | 5230 | 5230 | 5230 | 5230 | 5230
| 4-Hour ComEd System_Size (MW) |  |  |  |  | 430 | 880 | 1180 | 1480 | 1855 | 2230 | 2230 | 2230 | 2230 | 2230 | 2230 | 2230 | 2230 | 2230 | 2230 | 2230 | 2230 | 2230 | 2230 | 2230 | 2230 | 2230 | 2230 | 2230 | 2230
| 10-Hour MISO System_Size (MW) |  |  |  |  | 20 | 20 | 20 | 20 | 20 | 20 | 20 | 20 | 20 | 20 | 20 | 20 | 20 | 20 | 20 | 20 | 20 | 20 | 20 | 20 | 20 | 20 | 20 | 20 | 20
| 10-Hour ComEd System_Size (MW) |  |  |  |  | 20 | 20 | 20 | 20 | 20 | 20 | 20 | 20 | 20 | 20 | 20 | 20 | 20 | 20 | 20 | 20 | 20 | 20 | 20 | 20 | 20 | 20 | 20 | 20 | 20
Fixed Operation and Maintenance Expenses ($/kW-yr)
| Annual Operating Expense ($2022/kW-yr) |  | Build Year
| Battery - 4 Hours_MISO | Utility-Scale Battery Storage - 4Hr | 2030 |  |  | 40.0055 | 40.0055 | 40.0055 | 40.0055 | 40.0055 | 40.0055 | 40.0055 | 40.0055 | 40.0055 | 40.0055 | 40.0055 | 40.0055 | 40.0055 | 40.0055 | 40.0055 | 40.0055 | 40.0055 | 40.0055 | 40.0055 | 40.0055 | 40.0055 | 40.0055 | 40.0055 | 40.0055 | 40.0055
| Battery - 4 Hours_PJM | Utility-Scale Battery Storage - 4Hr | 2030 |  |  | 40.3197 | 40.3197 | 40.3197 | 40.3197 | 40.3197 | 40.3197 | 40.3197 | 40.3197 | 40.3197 | 40.3197 | 40.3197 | 40.3197 | 40.3197 | 40.3197 | 40.3197 | 40.3197 | 40.3197 | 40.3197 | 40.3197 | 40.3197 | 40.3197 | 40.3197 | 40.3197 | 40.3197 | 40.3197
| Battery - 10 Hours_MISO | Utility-Scale Battery Storage - 10Hr | 2030 |  |  | 87.4338 | 87.4338 | 87.4338 | 87.4338 | 87.4338 | 87.4338 | 87.4338 | 87.4338 | 87.4338 | 87.4338 | 87.4338 | 87.4338 | 87.4338 | 87.4338 | 87.4338 | 87.4338 | 87.4338 | 87.4338 | 87.4338 | 87.4338 | 87.4338 | 87.4338 | 87.4338 | 87.4338 | 87.4338
| Battery - 10 Hours_PJM | Utility-Scale Battery Storage - 10Hr | 2030 |  |  | 88.1206 | 88.1206 | 88.1206 | 88.1206 | 88.1206 | 88.1206 | 88.1206 | 88.1206 | 88.1206 | 88.1206 | 88.1206 | 88.1206 | 88.1206 | 88.1206 | 88.1206 | 88.1206 | 88.1206 | 88.1206 | 88.1206 | 88.1206 | 88.1206 | 88.1206 | 88.1206 | 88.1206 | 88.1206
| Annual Operating Expense ($2022/kW-yr) |  | Build Year
| Battery - 4 Hours_MISO | Utility-Scale Battery Storage - 4Hr | 2031 |  |  |  | 39.7316 | 39.7316 | 39.7316 | 39.7316 | 39.7316 | 39.7316 | 39.7316 | 39.7316 | 39.7316 | 39.7316 | 39.7316 | 39.7316 | 39.7316 | 39.7316 | 39.7316 | 39.7316 | 39.7316 | 39.7316 | 39.7316 | 39.7316 | 39.7316 | 39.7316 | 39.7316 | 39.7316
| Battery - 4 Hours_PJM | Utility-Scale Battery Storage - 4Hr | 2031 |  |  |  | 40.0437 | 40.0437 | 40.0437 | 40.0437 | 40.0437 | 40.0437 | 40.0437 | 40.0437 | 40.0437 | 40.0437 | 40.0437 | 40.0437 | 40.0437 | 40.0437 | 40.0437 | 40.0437 | 40.0437 | 40.0437 | 40.0437 | 40.0437 | 40.0437 | 40.0437 | 40.0437 | 40.0437
| Battery - 10 Hours_MISO | Utility-Scale Battery Storage - 10Hr | 2031 |  |  |  | 86.8351 | 86.8351 | 86.8351 | 86.8351 | 86.8351 | 86.8351 | 86.8351 | 86.8351 | 86.8351 | 86.8351 | 86.8351 | 86.8351 | 86.8351 | 86.8351 | 86.8351 | 86.8351 | 86.8351 | 86.8351 | 86.8351 | 86.8351 | 86.8351 | 86.8351 | 86.8351 | 86.8351
| Battery - 10 Hours_PJM | Utility-Scale Battery Storage - 10Hr | 2031 |  |  |  | 87.5173 | 87.5173 | 87.5173 | 87.5173 | 87.5173 | 87.5173 | 87.5173 | 87.5173 | 87.5173 | 87.5173 | 87.5173 | 87.5173 | 87.5173 | 87.5173 | 87.5173 | 87.5173 | 87.5173 | 87.5173 | 87.5173 | 87.5173 | 87.5173 | 87.5173 | 87.5173 | 87.5173
| Annual Operating Expense ($2022/kW-yr) |  | Build Year
| Battery - 4 Hours_MISO | Utility-Scale Battery Storage - 4Hr | 2032 |  |  |  |  | 39.4577 | 39.4577 | 39.4577 | 39.4577 | 39.4577 | 39.4577 | 39.4577 | 39.4577 | 39.4577 | 39.4577 | 39.4577 | 39.4577 | 39.4577 | 39.4577 | 39.4577 | 39.4577 | 39.4577 | 39.4577 | 39.4577 | 39.4577 | 39.4577 | 39.4577 | 39.4577
| Battery - 4 Hours_PJM | Utility-Scale Battery Storage - 4Hr | 2032 |  |  |  |  | 39.7676 | 39.7676 | 39.7676 | 39.7676 | 39.7676 | 39.7676 | 39.7676 | 39.7676 | 39.7676 | 39.7676 | 39.7676 | 39.7676 | 39.7676 | 39.7676 | 39.7676 | 39.7676 | 39.7676 | 39.7676 | 39.7676 | 39.7676 | 39.7676 | 39.7676 | 39.7676
| Battery - 10 Hours_MISO | Utility-Scale Battery Storage - 10Hr | 2032 |  |  |  |  | 86.2365 | 86.2365 | 86.2365 | 86.2365 | 86.2365 | 86.2365 | 86.2365 | 86.2365 | 86.2365 | 86.2365 | 86.2365 | 86.2365 | 86.2365 | 86.2365 | 86.2365 | 86.2365 | 86.2365 | 86.2365 | 86.2365 | 86.2365 | 86.2365 | 86.2365 | 86.2365
| Battery - 10 Hours_PJM | Utility-Scale Battery Storage - 10Hr | 2032 |  |  |  |  | 86.9139 | 86.9139 | 86.9139 | 86.9139 | 86.9139 | 86.9139 | 86.9139 | 86.9139 | 86.9139 | 86.9139 | 86.9139 | 86.9139 | 86.9139 | 86.9139 | 86.9139 | 86.9139 | 86.9139 | 86.9139 | 86.9139 | 86.9139 | 86.9139 | 86.9139 | 86.9139
| Annual Operating Expense ($2022/kW-yr) |  | Build Year
| Battery - 4 Hours_MISO | Utility-Scale Battery Storage - 4Hr | 2033 | [5 empty] | 39.1837 | 39.1837 | 39.1837 | 39.1837 | 39.1837 | 39.1837 | 39.1837 | 39.1837 | 39.1837 | 39.1837 | 39.1837 | 39.1837 | 39.1837 | 39.1837 | 39.1837 | 39.1837 | 39.1837 | 39.1837 | 39.1837 | 39.1837 | 39.1837 | 39.1837
| Battery - 4 Hours_PJM | Utility-Scale Battery Storage - 4Hr | 2033 | [5 empty] | 39.4916 | 39.4916 | 39.4916 | 39.4916 | 39.4916 | 39.4916 | 39.4916 | 39.4916 | 39.4916 | 39.4916 | 39.4916 | 39.4916 | 39.4916 | 39.4916 | 39.4916 | 39.4916 | 39.4916 | 39.4916 | 39.4916 | 39.4916 | 39.4916 | 39.4916
| Battery - 10 Hours_MISO | Utility-Scale Battery Storage - 10Hr | 2033 | [5 empty] | 85.6379 | 85.6379 | 85.6379 | 85.6379 | 85.6379 | 85.6379 | 85.6379 | 85.6379 | 85.6379 | 85.6379 | 85.6379 | 85.6379 | 85.6379 | 85.6379 | 85.6379 | 85.6379 | 85.6379 | 85.6379 | 85.6379 | 85.6379 | 85.6379 | 85.6379
| Battery - 10 Hours_PJM | Utility-Scale Battery Storage - 10Hr | 2033 | [5 empty] | 86.3106 | 86.3106 | 86.3106 | 86.3106 | 86.3106 | 86.3106 | 86.3106 | 86.3106 | 86.3106 | 86.3106 | 86.3106 | 86.3106 | 86.3106 | 86.3106 | 86.3106 | 86.3106 | 86.3106 | 86.3106 | 86.3106 | 86.3106 | 86.3106 | 86.3106
| Annual Operating Expense ($2022/kW-yr) |  | Build Year
| Battery - 4 Hours_MISO | Utility-Scale Battery Storage - 4Hr | 2034 | [6 empty] | 38.9098 | 38.9098 | 38.9098 | 38.9098 | 38.9098 | 38.9098 | 38.9098 | 38.9098 | 38.9098 | 38.9098 | 38.9098 | 38.9098 | 38.9098 | 38.9098 | 38.9098 | 38.9098 | 38.9098 | 38.9098 | 38.9098 | 38.9098 | 38.9098
| Battery - 4 Hours_PJM | Utility-Scale Battery Storage - 4Hr | 2034 | [6 empty] | 39.2155 | 39.2155 | 39.2155 | 39.2155 | 39.2155 | 39.2155 | 39.2155 | 39.2155 | 39.2155 | 39.2155 | 39.2155 | 39.2155 | 39.2155 | 39.2155 | 39.2155 | 39.2155 | 39.2155 | 39.2155 | 39.2155 | 39.2155 | 39.2155
| Battery - 10 Hours_MISO | Utility-Scale Battery Storage - 10Hr | 2034 | [6 empty] | 85.0392 | 85.0392 | 85.0392 | 85.0392 | 85.0392 | 85.0392 | 85.0392 | 85.0392 | 85.0392 | 85.0392 | 85.0392 | 85.0392 | 85.0392 | 85.0392 | 85.0392 | 85.0392 | 85.0392 | 85.0392 | 85.0392 | 85.0392 | 85.0392
| Battery - 10 Hours_PJM | Utility-Scale Battery Storage - 10Hr | 2034 | [6 empty] | 85.7072 | 85.7072 | 85.7072 | 85.7072 | 85.7072 | 85.7072 | 85.7072 | 85.7072 | 85.7072 | 85.7072 | 85.7072 | 85.7072 | 85.7072 | 85.7072 | 85.7072 | 85.7072 | 85.7072 | 85.7072 | 85.7072 | 85.7072 | 85.7072
| Annual Operating Expense ($2022/kW-yr) |  | Build Year
| Battery - 4 Hours_MISO | Utility-Scale Battery Storage - 4Hr | 2035 | [7 empty] | 38.6359 | 38.6359 | 38.6359 | 38.6359 | 38.6359 | 38.6359 | 38.6359 | 38.6359 | 38.6359 | 38.6359 | 38.6359 | 38.6359 | 38.6359 | 38.6359 | 38.6359 | 38.6359 | 38.6359 | 38.6359 | 38.6359 | 38.6359
| Battery - 4 Hours_PJM | Utility-Scale Battery Storage - 4Hr | 2035 | [7 empty] | 38.9394 | 38.9394 | 38.9394 | 38.9394 | 38.9394 | 38.9394 | 38.9394 | 38.9394 | 38.9394 | 38.9394 | 38.9394 | 38.9394 | 38.9394 | 38.9394 | 38.9394 | 38.9394 | 38.9394 | 38.9394 | 38.9394 | 38.9394
| Battery - 10 Hours_MISO | Utility-Scale Battery Storage - 10Hr | 2035 | [7 empty] | 84.4406 | 84.4406 | 84.4406 | 84.4406 | 84.4406 | 84.4406 | 84.4406 | 84.4406 | 84.4406 | 84.4406 | 84.4406 | 84.4406 | 84.4406 | 84.4406 | 84.4406 | 84.4406 | 84.4406 | 84.4406 | 84.4406 | 84.4406
| Battery - 10 Hours_PJM | Utility-Scale Battery Storage - 10Hr | 2035 | [7 empty] | 85.1039 | 85.1039 | 85.1039 | 85.1039 | 85.1039 | 85.1039 | 85.1039 | 85.1039 | 85.1039 | 85.1039 | 85.1039 | 85.1039 | 85.1039 | 85.1039 | 85.1039 | 85.1039 | 85.1039 | 85.1039 | 85.1039 | 85.1039
| Annual MW |  | Build Year
| Battery - 4 Hours_MISO | Utility-Scale Battery Storage - 4Hr | 2030 |  |  | 1030 | 1030 | 1030 | 1030 | 1030 | 1030 | 1030 | 1030 | 1030 | 1030 | 1030 | 1030 | 1030 | 1030 | 1030 | 1030 | 1030 | 1030 | 1030 | 1030 | 1030 | 1030 | 1030 | 1030 | 1030
| Battery - 4 Hours_PJM | Utility-Scale Battery Storage - 4Hr | 2030 |  |  | 430 | 430 | 430 | 430 | 430 | 430 | 430 | 430 | 430 | 430 | 430 | 430 | 430 | 430 | 430 | 430 | 430 | 430 | 430 | 430 | 430 | 430 | 430 | 430 | 430
| Battery - 10 Hours_MISO | Utility-Scale Battery Storage - 10Hr | 2030 |  |  | 20 | 20 | 20 | 20 | 20 | 20 | 20 | 20 | 20 | 20 | 20 | 20 | 20 | 20 | 20 | 20 | 20 | 20 | 20 | 20 | 20 | 20 | 20 | 20 | 20
| Battery - 10 Hours_PJM | Utility-Scale Battery Storage - 10Hr | 2030 |  |  | 20 | 20 | 20 | 20 | 20 | 20 | 20 | 20 | 20 | 20 | 20 | 20 | 20 | 20 | 20 | 20 | 20 | 20 | 20 | 20 | 20 | 20 | 20 | 20 | 20
| Annual MW |  | Build Year
| Battery - 4 Hours_MISO | Utility-Scale Battery Storage - 4Hr | 2031 |  |  |  | 1050 | 1050 | 1050 | 1050 | 1050 | 1050 | 1050 | 1050 | 1050 | 1050 | 1050 | 1050 | 1050 | 1050 | 1050 | 1050 | 1050 | 1050 | 1050 | 1050 | 1050 | 1050 | 1050 | 1050
| Battery - 4 Hours_PJM | Utility-Scale Battery Storage - 4Hr | 2031 |  |  |  | 450 | 450 | 450 | 450 | 450 | 450 | 450 | 450 | 450 | 450 | 450 | 450 | 450 | 450 | 450 | 450 | 450 | 450 | 450 | 450 | 450 | 450 | 450 | 450
| Battery - 10 Hours_MISO | Utility-Scale Battery Storage - 10Hr | 2031 |  |  |  | 0 | 0 | 0 | 0 | 0 | 0 | 0 | 0 | 0 | 0 | 0 | 0 | 0 | 0 | 0 | 0 | 0 | 0 | 0 | 0 | 0 | 0 | 0 | 0
| Battery - 10 Hours_PJM | Utility-Scale Battery Storage - 10Hr | 2031 |  |  |  | 0 | 0 | 0 | 0 | 0 | 0 | 0 | 0 | 0 | 0 | 0 | 0 | 0 | 0 | 0 | 0 | 0 | 0 | 0 | 0 | 0 | 0 | 0 | 0
| Annual MW |  | Build Year
| Battery - 4 Hours_MISO | Utility-Scale Battery Storage - 4Hr | 2032 |  |  |  |  | 700 | 700 | 700 | 700 | 700 | 700 | 700 | 700 | 700 | 700 | 700 | 700 | 700 | 700 | 700 | 700 | 700 | 700 | 700 | 700 | 700 | 700 | 700
| Battery - 4 Hours_PJM | Utility-Scale Battery Storage - 4Hr | 2032 |  |  |  |  | 300 | 300 | 300 | 300 | 300 | 300 | 300 | 300 | 300 | 300 | 300 | 300 | 300 | 300 | 300 | 300 | 300 | 300 | 300 | 300 | 300 | 300 | 300
| Battery - 10 Hours_MISO | Utility-Scale Battery Storage - 10Hr | 2032 |  |  |  |  | 0 | 0 | 0 | 0 | 0 | 0 | 0 | 0 | 0 | 0 | 0 | 0 | 0 | 0 | 0 | 0 | 0 | 0 | 0 | 0 | 0 | 0 | 0
| Battery - 10 Hours_PJM | Utility-Scale Battery Storage - 10Hr | 2032 |  |  |  |  | 0 | 0 | 0 | 0 | 0 | 0 | 0 | 0 | 0 | 0 | 0 | 0 | 0 | 0 | 0 | 0 | 0 | 0 | 0 | 0 | 0 | 0 | 0
| Annual MW |  | Build Year
| Battery - 4 Hours_MISO | Utility-Scale Battery Storage - 4Hr | 2033 | [5 empty] | 700 | 700 | 700 | 700 | 700 | 700 | 700 | 700 | 700 | 700 | 700 | 700 | 700 | 700 | 700 | 700 | 700 | 700 | 700 | 700 | 700 | 700
| Battery - 4 Hours_PJM | Utility-Scale Battery Storage - 4Hr | 2033 | [5 empty] | 300 | 300 | 300 | 300 | 300 | 300 | 300 | 300 | 300 | 300 | 300 | 300 | 300 | 300 | 300 | 300 | 300 | 300 | 300 | 300 | 300 | 300
| Battery - 10 Hours_MISO | Utility-Scale Battery Storage - 10Hr | 2033 | [5 empty] | 0 | 0 | 0 | 0 | 0 | 0 | 0 | 0 | 0 | 0 | 0 | 0 | 0 | 0 | 0 | 0 | 0 | 0 | 0 | 0 | 0 | 0
| Battery - 10 Hours_PJM | Utility-Scale Battery Storage - 10Hr | 2033 | [5 empty] | 0 | 0 | 0 | 0 | 0 | 0 | 0 | 0 | 0 | 0 | 0 | 0 | 0 | 0 | 0 | 0 | 0 | 0 | 0 | 0 | 0 | 0
| Annual MW |  | Build Year
| Battery - 4 Hours_MISO | Utility-Scale Battery Storage - 4Hr | 2034 | [6 empty] | 875 | 875 | 875 | 875 | 875 | 875 | 875 | 875 | 875 | 875 | 875 | 875 | 875 | 875 | 875 | 875 | 875 | 875 | 875 | 875 | 875
| Battery - 4 Hours_PJM | Utility-Scale Battery Storage - 4Hr | 2034 | [6 empty] | 375 | 375 | 375 | 375 | 375 | 375 | 375 | 375 | 375 | 375 | 375 | 375 | 375 | 375 | 375 | 375 | 375 | 375 | 375 | 375 | 375
| Battery - 10 Hours_MISO | Utility-Scale Battery Storage - 10Hr | 2034 | [6 empty] | 0 | 0 | 0 | 0 | 0 | 0 | 0 | 0 | 0 | 0 | 0 | 0 | 0 | 0 | 0 | 0 | 0 | 0 | 0 | 0 | 0
| Battery - 10 Hours_PJM | Utility-Scale Battery Storage - 10Hr | 2034 | [6 empty] | 0 | 0 | 0 | 0 | 0 | 0 | 0 | 0 | 0 | 0 | 0 | 0 | 0 | 0 | 0 | 0 | 0 | 0 | 0 | 0 | 0
| Annual MW |  | Build Year
| Battery - 4 Hours_MISO | Utility-Scale Battery Storage - 4Hr | 2035 | [7 empty] | 875 | 875 | 875 | 875 | 875 | 875 | 875 | 875 | 875 | 875 | 875 | 875 | 875 | 875 | 875 | 875 | 875 | 875 | 875 | 875
| Battery - 4 Hours_PJM | Utility-Scale Battery Storage - 4Hr | 2035 | [7 empty] | 375 | 375 | 375 | 375 | 375 | 375 | 375 | 375 | 375 | 375 | 375 | 375 | 375 | 375 | 375 | 375 | 375 | 375 | 375 | 375
| Battery - 10 Hours_MISO | Utility-Scale Battery Storage - 10Hr | 2035 | [7 empty] | 0 | 0 | 0 | 0 | 0 | 0 | 0 | 0 | 0 | 0 | 0 | 0 | 0 | 0 | 0 | 0 | 0 | 0 | 0 | 0
| Battery - 10 Hours_PJM | Utility-Scale Battery Storage - 10Hr | 2035 | [7 empty] | 0 | 0 | 0 | 0 | 0 | 0 | 0 | 0 | 0 | 0 | 0 | 0 | 0 | 0 | 0 | 0 | 0 | 0 | 0 | 0
Total Annual Operating Expense ($2022)
| Battery - 4 Hours_MISO |  |  |  |  | 41205636.7053 | 82923778.6511 | 110544137.1414 | 137972759.4916 | 172018867.2542 | 205825304.8416 | 205825304.8416 | 205825304.8416 | 205825304.8416 | 205825304.8416 | 205825304.8416 | 205825304.8416 | 205825304.8416 | 205825304.8416 | 205825304.8416 | 205825304.8416 | 205825304.8416 | 205825304.8416 | 205825304.8416 | 205825304.8416 | 205825304.8416 | 205825304.8416 | 205825304.8416 | 205825304.8416 | 205825304.8416
| Battery - 4 Hours_PJM |  |  |  |  | 17337485.5772 | 35357138.6295 | 47287422.5291 | 59134888.2934 | 73840697.8298 | 88442984.697 | 88442984.697 | 88442984.697 | 88442984.697 | 88442984.697 | 88442984.697 | 88442984.697 | 88442984.697 | 88442984.697 | 88442984.697 | 88442984.697 | 88442984.697 | 88442984.697 | 88442984.697 | 88442984.697 | 88442984.697 | 88442984.697 | 88442984.697 | 88442984.697 | 88442984.697
| Battery - 10 Hours_MISO |  |  |  |  | 1748675.5991 | 1748675.5991 | 1748675.5991 | 1748675.5991 | 1748675.5991 | 1748675.5991 | 1748675.5991 | 1748675.5991 | 1748675.5991 | 1748675.5991 | 1748675.5991 | 1748675.5991 | 1748675.5991 | 1748675.5991 | 1748675.5991 | 1748675.5991 | 1748675.5991 | 1748675.5991 | 1748675.5991 | 1748675.5991 | 1748675.5991 | 1748675.5991 | 1748675.5991 | 1748675.5991 | 1748675.5991
| Battery - 10 Hours_PJM |  |  |  |  | 1762412.2495 | 1762412.2495 | 1762412.2495 | 1762412.2495 | 1762412.2495 | 1762412.2495 | 1762412.2495 | 1762412.2495 | 1762412.2495 | 1762412.2495 | 1762412.2495 | 1762412.2495 | 1762412.2495 | 1762412.2495 | 1762412.2495 | 1762412.2495 | 1762412.2495 | 1762412.2495 | 1762412.2495 | 1762412.2495 | 1762412.2495 | 1762412.2495 | 1762412.2495 | 1762412.2495 | 1762412.2495
Capital Expense
Incremental MW
| Battery - 4 Hours_MISO |  |  |  |  | 1030 | 1050 | 700 | 700 | 875 | 875 | 0 | 0 | 0 | 0 | 0 | 0 | 0 | 0 | 0 | 0 | 0 | 0 | 0 | 0 | 0 | 0 | 0 | 0 | 0
| Battery - 4 Hours_PJM |  |  |  |  | 430 | 450 | 300 | 300 | 375 | 375 | 0 | 0 | 0 | 0 | 0 | 0 | 0 | 0 | 0 | 0 | 0 | 0 | 0 | 0 | 0 | 0 | 0 | 0 | 0
| Battery - 10 Hours_MISO |  |  |  |  | 20 | 0 | 0 | 0 | 0 | 0 | 0 | 0 | 0 | 0 | 0 | 0 | 0 | 0 | 0 | 0 | 0 | 0 | 0 | 0 | 0 | 0 | 0 | 0 | 0
| Battery - 10 Hours_PJM |  |  |  |  | 20 | 0 | 0 | 0 | 0 | 0 | 0 | 0 | 0 | 0 | 0 | 0 | 0 | 0 | 0 | 0 | 0 | 0 | 0 | 0 | 0 | 0 | 0 | 0 | 0
| Battery - 4 Hours_MISO (650 MW - Soo Green) |  |  |  |  | 2030 1: 650
Overnight Capital Cost ($/kW)
| CapEx ($2022/kW) | Conservative | Location Scale (%)
| Battery - 4 Hours_MISO | Utility-Scale Battery Storage - 4Hr | 100.2% |  |  | 2030 1: 1600.2189; 2031 2: 1589.2626; 2032 3: 1578.3062; 2033 4: 1567.3498; 2034 5: 1556.3935; 2035 6: 1545.4371
| Battery - 4 Hours_PJM | Utility-Scale Battery Storage - 4Hr | 101% |  |  | 2030 1: 1612.7894; 2031 2: 1601.7469; 2032 3: 1590.7045; 2033 4: 1579.6621; 2034 5: 1568.6197; 2035 6: 1557.5773
| Battery - 10 Hours_MISO | Utility-Scale Battery Storage - 10Hr | 100.2% |  |  | 2030 1: 3497.3512; 2031 2: 3473.4056; 2032 3: 3449.46; 2033 4: 3425.5144; 2034 5: 3401.5688; 2035 6: 3377.6232
| Battery - 10 Hours_PJM | Utility-Scale Battery Storage - 10Hr | 101% |  |  | 2030 1: 3524.8245; 2031 2: 3500.6908; 2032 3: 3476.5571; 2033 4: 3452.4234; 2034 5: 3428.2897; 2035 6: 3404.156
| Battery - 4 Hours_MISO (650 MW - Soo Green) | Utility-Scale Battery Storage - 4Hr | 100.2% |  |  | 2030 1: 1600.2189
CapEx ($2022)
| Each row represents the CapEx for one vintage, spread over the available periods | MW | CapEx Costs ($2022/kW) | CCR (%) | CapEx ($2022)
1 | Battery - 4 Hours_MISO | 1030 | 1600.2189 | 7.479% | 123270181.2357 | 123270181.2357 | 123270181.2357 | 123270181.2357 | 123270181.2357 | 123270181.2357 | 123270181.2357 | 123270181.2357 | 123270181.2357 | 123270181.2357 | 123270181.2357 | 123270181.2357 | 123270181.2357 | 123270181.2357 | 123270181.2357 | 123270181.2357 | 123270181.2357 | 123270181.2357 | 123270181.2357 | 123270181.2357 | 123270181.2357
2 | Battery - 4 Hours_MISO | 1050 | 1589.2626 | 7.479% | 124803384.4312 |  | 124803384.4312 | 124803384.4312 | 124803384.4312 | 124803384.4312 | 124803384.4312 | 124803384.4312 | 124803384.4312 | 124803384.4312 | 124803384.4312 | 124803384.4312 | 124803384.4312 | 124803384.4312 | 124803384.4312 | 124803384.4312 | 124803384.4312 | 124803384.4312 | 124803384.4312 | 124803384.4312 | 124803384.4312
3 | Battery - 4 Hours_MISO | 700 | 1578.3062 | 7.479% | 82628661.2496 |  |  | 82628661.2496 | 82628661.2496 | 82628661.2496 | 82628661.2496 | 82628661.2496 | 82628661.2496 | 82628661.2496 | 82628661.2496 | 82628661.2496 | 82628661.2496 | 82628661.2496 | 82628661.2496 | 82628661.2496 | 82628661.2496 | 82628661.2496 | 82628661.2496 | 82628661.2496 | 82628661.2496
4 | Battery - 4 Hours_MISO | 700 | 1567.3498 | 7.479% | 82055066.2118 |  |  |  | 82055066.2118 | 82055066.2118 | 82055066.2118 | 82055066.2118 | 82055066.2118 | 82055066.2118 | 82055066.2118 | 82055066.2118 | 82055066.2118 | 82055066.2118 | 82055066.2118 | 82055066.2118 | 82055066.2118 | 82055066.2118 | 82055066.2118 | 82055066.2118 | 82055066.2118
5 | Battery - 4 Hours_MISO | 875 | 1556.3935 | 7.479% | 101851838.9675 |  |  |  |  | 101851838.9675 | 101851838.9675 | 101851838.9675 | 101851838.9675 | 101851838.9675 | 101851838.9675 | 101851838.9675 | 101851838.9675 | 101851838.9675 | 101851838.9675 | 101851838.9675 | 101851838.9675 | 101851838.9675 | 101851838.9675 | 101851838.9675 | 101851838.9675
6 | Battery - 4 Hours_MISO | 875 | 1545.4371 | 7.479% | 101134845.1702 | [5 empty] | 101134845.1702 | 101134845.1702 | 101134845.1702 | 101134845.1702 | 101134845.1702 | 101134845.1702 | 101134845.1702 | 101134845.1702 | 101134845.1702 | 101134845.1702 | 101134845.1702 | 101134845.1702 | 101134845.1702 | 101134845.1702 | 101134845.1702
1 | Battery - 4 Hours_PJM | 430 | 1612.7894 | 7.479% | 51866568.7551 | 51866568.7551 | 51866568.7551 | 51866568.7551 | 51866568.7551 | 51866568.7551 | 51866568.7551 | 51866568.7551 | 51866568.7551 | 51866568.7551 | 51866568.7551 | 51866568.7551 | 51866568.7551 | 51866568.7551 | 51866568.7551 | 51866568.7551 | 51866568.7551 | 51866568.7551 | 51866568.7551 | 51866568.7551 | 51866568.7551
2 | Battery - 4 Hours_PJM | 450 | 1601.7469 | 7.479% | 53907331.0151 |  | 53907331.0151 | 53907331.0151 | 53907331.0151 | 53907331.0151 | 53907331.0151 | 53907331.0151 | 53907331.0151 | 53907331.0151 | 53907331.0151 | 53907331.0151 | 53907331.0151 | 53907331.0151 | 53907331.0151 | 53907331.0151 | 53907331.0151 | 53907331.0151 | 53907331.0151 | 53907331.0151 | 53907331.0151
3 | Battery - 4 Hours_PJM | 300 | 1590.7045 | 7.479% | 35690463.1523 |  |  | 35690463.1523 | 35690463.1523 | 35690463.1523 | 35690463.1523 | 35690463.1523 | 35690463.1523 | 35690463.1523 | 35690463.1523 | 35690463.1523 | 35690463.1523 | 35690463.1523 | 35690463.1523 | 35690463.1523 | 35690463.1523 | 35690463.1523 | 35690463.1523 | 35690463.1523 | 35690463.1523
4 | Battery - 4 Hours_PJM | 300 | 1579.6621 | 7.479% | 35442705.6278 |  |  |  | 35442705.6278 | 35442705.6278 | 35442705.6278 | 35442705.6278 | 35442705.6278 | 35442705.6278 | 35442705.6278 | 35442705.6278 | 35442705.6278 | 35442705.6278 | 35442705.6278 | 35442705.6278 | 35442705.6278 | 35442705.6278 | 35442705.6278 | 35442705.6278 | 35442705.6278
5 | Battery - 4 Hours_PJM | 375 | 1568.6197 | 7.479% | 43993685.1292 |  |  |  |  | 43993685.1292 | 43993685.1292 | 43993685.1292 | 43993685.1292 | 43993685.1292 | 43993685.1292 | 43993685.1292 | 43993685.1292 | 43993685.1292 | 43993685.1292 | 43993685.1292 | 43993685.1292 | 43993685.1292 | 43993685.1292 | 43993685.1292 | 43993685.1292
6 | Battery - 4 Hours_PJM | 375 | 1557.5773 | 7.479% | 43683988.2236 | [5 empty] | 43683988.2236 | 43683988.2236 | 43683988.2236 | 43683988.2236 | 43683988.2236 | 43683988.2236 | 43683988.2236 | 43683988.2236 | 43683988.2236 | 43683988.2236 | 43683988.2236 | 43683988.2236 | 43683988.2236 | 43683988.2236 | 43683988.2236
| Battery - 10 Hours_MISO | 20 | 3497.3512 | 7.479% | 5231312.3946 | 5231312.3946 | 5231312.3946 | 5231312.3946 | 5231312.3946 | 5231312.3946 | 5231312.3946 | 5231312.3946 | 5231312.3946 | 5231312.3946 | 5231312.3946 | 5231312.3946 | 5231312.3946 | 5231312.3946 | 5231312.3946 | 5231312.3946 | 5231312.3946 | 5231312.3946 | 5231312.3946 | 5231312.3946 | 5231312.3946
| Battery - 10 Hours_PJM | 20 | 3524.8245 | 7.479% | 5272406.7575 | 5272406.7575 | 5272406.7575 | 5272406.7575 | 5272406.7575 | 5272406.7575 | 5272406.7575 | 5272406.7575 | 5272406.7575 | 5272406.7575 | 5272406.7575 | 5272406.7575 | 5272406.7575 | 5272406.7575 | 5272406.7575 | 5272406.7575 | 5272406.7575 | 5272406.7575 | 5272406.7575 | 5272406.7575 | 5272406.7575
| Battery - 4 Hours_MISO (650 MW - Soo Green) | 650 | 1600.2189 | 7.479% | 77791861.9449 | 77791861.9449 | 77791861.9449 | 77791861.9449 | 77791861.9449 | 77791861.9449 | 77791861.9449 | 77791861.9449 | 77791861.9449 | 77791861.9449 | 77791861.9449 | 77791861.9449 | 77791861.9449 | 77791861.9449 | 77791861.9449 | 77791861.9449 | 77791861.9449 | 77791861.9449 | 77791861.9449 | 77791861.9449 | 77791861.9449
For use in the Benefits model:
| Total Costs ($2022) |  |  |  |  | 2030 | 2031 | 2032 | 2033 | 2034 | 2035 | 2036 | 2037 | 2038 | 2039 | 2040 | 2041 | 2042 | 2043 | 2044 | 2045 | 2046 | 2047 | 2048 | 2049
| Total OpEx |  |  |  |  | 62054210.1312 | 121792005.1292 | 161342647.5192 | 200618735.6337 | 249370652.9326 | 297779377.3873 | 297779377.3873 | 297779377.3873 | 297779377.3873 | 297779377.3873 | 297779377.3873 | 297779377.3873 | 297779377.3873 | 297779377.3873 | 297779377.3873 | 297779377.3873 | 297779377.3873 | 297779377.3873 | 297779377.3873 | 297779377.3873
| Total CapEx |  |  |  |  | 185640469.143 | 364351184.5892 | 482670308.9911 | 600168080.8307 | 746013604.9274 | 890832438.3212 | 890832438.3212 | 890832438.3212 | 890832438.3212 | 890832438.3212 | 890832438.3212 | 890832438.3212 | 890832438.3212 | 890832438.3212 | 890832438.3212 | 890832438.3212 | 890832438.3212 | 890832438.3212 | 890832438.3212 | 890832438.3212
|  | MW | Ratio
| Battery - 4 Hours_MISO (650 MW - Soo Green) | 650 | 63.11%
| Total OpEx |  |  |  |  | 26003.5571 | 26003.5571 | 26003.5571 | 26003.5571 | 26003.5571 | 26003.5571 | 26003.5571 | 26003.5571 | 26003.5571 | 26003.5571 | 26003.5571 | 26003.5571 | 26003.5571 | 26003.5571 | 26003.5571 | 26003.5571 | 26003.5571 | 26003.5571 | 26003.5571 | 26003.5571
| Total CapEx |  |  |  |  | 77791861.9449 | 77791861.9449 | 77791861.9449 | 77791861.9449 | 77791861.9449 | 77791861.9449 | 77791861.9449 | 77791861.9449 | 77791861.9449 | 77791861.9449 | 77791861.9449 | 77791861.9449 | 77791861.9449 | 77791861.9449 | 77791861.9449 | 77791861.9449 | 77791861.9449 | 77791861.9449 | 77791861.9449 | 77791861.9449
[5 empty] | Total | 2030: 1556357310.0407
| Total CapEx (recalc) |  |  |  |  | 77791861.9449 | 77791861.9449 | 77791861.9449 | 77791861.9449 | 77791861.9449 | 77791861.9449 | 77791861.9449 | 77791861.9449 | 77791861.9449 | 77791861.9449 | 77791861.9449 | 77791861.9449 | 77791861.9449 | 77791861.9449 | 77791861.9449 | 77791861.9449 | 77791861.9449 | 77791861.9449 | 77791861.9449 | 77791861.9449
| Check |  |  |  |  | 0 | 0 | 0 | 0 | 0 | 0 | 0 | 0 | 0 | 0 | 0 | 0 | 0 | 0 | 0 | 0 | 0 | 0 | 0 | 0

## Batteries_Comm_Resi
| Calendar |  |  |  |  | 2030 | 2031 | 2032 | 2033 | 2034 | 2035 | 2036 | 2037 | 2038 | 2039 | 2040 | 2041 | 2042 | 2043 | 2044 | 2045 | 2046 | 2047 | 2048 | 2049 | 2050 | 2051 | 2052 | 2053 | 2054
| Year of Plant Operation |  |  |  |  | 1 | 2 | 3 | 4 | 5 | 6 | 7 | 8 | 9 | 10 | 11 | 12 | 13 | 14 | 15 | 16 | 17 | 18 | 19 | 20 | 21 | 22 | 23 | 24 | 25
Operating Expense Calculations
Annual Project MW
| Battery - Com 4 Hours_MISO |  |  |  |  | 557.8667 | 557.8667 | 557.8667 | 557.8667 | 557.8667 | 557.8667 | 557.8667 | 557.8667 | 557.8667 | 557.8667 | 557.8667 | 557.8667 | 557.8667 | 557.8667 | 557.8667 | 557.8667 | 557.8667 | 557.8667 | 557.8667 | 557.8667 | 557.8667 | 557.8667 | 557.8667 | 557.8667 | 557.8667
| Battery - Com 4 Hours_PJM |  |  |  |  | 242.1333 | 242.1333 | 242.1333 | 242.1333 | 242.1333 | 242.1333 | 242.1333 | 242.1333 | 242.1333 | 242.1333 | 242.1333 | 242.1333 | 242.1333 | 242.1333 | 242.1333 | 242.1333 | 242.1333 | 242.1333 | 242.1333 | 242.1333 | 242.1333 | 242.1333 | 242.1333 | 242.1333 | 242.1333
| Battery - Res 4 Hours_MISO |  |  |  |  | 139.4667 | 139.4667 | 139.4667 | 139.4667 | 139.4667 | 139.4667 | 139.4667 | 139.4667 | 139.4667 | 139.4667 | 139.4667 | 139.4667 | 139.4667 | 139.4667 | 139.4667 | 139.4667 | 139.4667 | 139.4667 | 139.4667 | 139.4667 | 139.4667 | 139.4667 | 139.4667 | 139.4667 | 139.4667
| Battery - Res 4 Hours_PJM |  |  |  |  | 60.5333 | 60.5333 | 60.5333 | 60.5333 | 60.5333 | 60.5333 | 60.5333 | 60.5333 | 60.5333 | 60.5333 | 60.5333 | 60.5333 | 60.5333 | 60.5333 | 60.5333 | 60.5333 | 60.5333 | 60.5333 | 60.5333 | 60.5333 | 60.5333 | 60.5333 | 60.5333 | 60.5333 | 60.5333
Fixed Operation and Maintenance Expenses ($/kW-yr)
| Annual Operating Expense ($2022/kW-yr) | Conservative | Build Year
| Battery - Com 4 Hours_MISO | Commercial Battery Storage 4Hr | 2030 |  |  | 53.2719 | 53.2719 | 53.2719 | 53.2719 | 53.2719 | 53.2719 | 53.2719 | 53.2719 | 53.2719 | 53.2719 | 53.2719 | 53.2719 | 53.2719 | 53.2719 | 53.2719 | 53.2719 | 53.2719 | 53.2719 | 53.2719 | 53.2719 | 53.2719 | 53.2719 | 53.2719 | 53.2719 | 53.2719
| Battery - Com 4 Hours_PJM | Commercial Battery Storage 4Hr | 2030 |  |  | 53.6903 | 53.6903 | 53.6903 | 53.6903 | 53.6903 | 53.6903 | 53.6903 | 53.6903 | 53.6903 | 53.6903 | 53.6903 | 53.6903 | 53.6903 | 53.6903 | 53.6903 | 53.6903 | 53.6903 | 53.6903 | 53.6903 | 53.6903 | 53.6903 | 53.6903 | 53.6903 | 53.6903 | 53.6903
| Battery - Res 4 Hours_MISO | Residential Battery Storage - 5 kW - 20 kWh | 2030 |  |  | 103.239 | 103.239 | 103.239 | 103.239 | 103.239 | 103.239 | 103.239 | 103.239 | 103.239 | 103.239 | 103.239 | 103.239 | 103.239 | 103.239 | 103.239 | 103.239 | 103.239 | 103.239 | 103.239 | 103.239 | 103.239 | 103.239 | 103.239 | 103.239 | 103.239
| Battery - Res 4 Hours_PJM | Residential Battery Storage - 5 kW - 20 kWh | 2030 |  |  | 104.05 | 104.05 | 104.05 | 104.05 | 104.05 | 104.05 | 104.05 | 104.05 | 104.05 | 104.05 | 104.05 | 104.05 | 104.05 | 104.05 | 104.05 | 104.05 | 104.05 | 104.05 | 104.05 | 104.05 | 104.05 | 104.05 | 104.05 | 104.05 | 104.05
| Annual Operating Expense ($2022/kW-yr) |  | Build Year
| Battery - Com 4 Hours_MISO | Commercial Battery Storage 4Hr | 2031
| Battery - Com 4 Hours_PJM | Commercial Battery Storage 4Hr | 2031
| Battery - Res 4 Hours_MISO | Residential Battery Storage - 5 kW - 20 kWh | 2031
| Battery - Res 4 Hours_PJM | Residential Battery Storage - 5 kW - 20 kWh | 2031
| Annual Operating Expense ($2022/kW-yr) |  | Build Year
| Battery - Com 4 Hours_MISO | Commercial Battery Storage 4Hr | 2032
| Battery - Com 4 Hours_PJM | Commercial Battery Storage 4Hr | 2032
| Battery - Res 4 Hours_MISO | Residential Battery Storage - 5 kW - 20 kWh | 2032
| Battery - Res 4 Hours_PJM | Residential Battery Storage - 5 kW - 20 kWh | 2032
| Annual Operating Expense ($2022/kW-yr) |  | Build Year
| Battery - Com 4 Hours_MISO | Commercial Battery Storage 4Hr | 2033
| Battery - Com 4 Hours_PJM | Commercial Battery Storage 4Hr | 2033
| Battery - Res 4 Hours_MISO | Residential Battery Storage - 5 kW - 20 kWh | 2033
| Battery - Res 4 Hours_PJM | Residential Battery Storage - 5 kW - 20 kWh | 2033
| Annual Operating Expense ($2022/kW-yr) |  | Build Year
| Battery - Com 4 Hours_MISO | Commercial Battery Storage 4Hr | 2034
| Battery - Com 4 Hours_PJM | Commercial Battery Storage 4Hr | 2034
| Battery - Res 4 Hours_MISO | Residential Battery Storage - 5 kW - 20 kWh | 2034
| Battery - Res 4 Hours_PJM | Residential Battery Storage - 5 kW - 20 kWh | 2034
| Annual Operating Expense ($2022/kW-yr) |  | Build Year
| Battery - Com 4 Hours_MISO | Commercial Battery Storage 4Hr | 2035
| Battery - Com 4 Hours_PJM | Commercial Battery Storage 4Hr | 2035
| Battery - Res 4 Hours_MISO | Residential Battery Storage - 5 kW - 20 kWh | 2035
| Battery - Res 4 Hours_PJM | Residential Battery Storage - 5 kW - 20 kWh | 2035
| Annual MW |  | Build Year
| Battery - Com 4 Hours_MISO | Commercial Battery Storage 4Hr | 2030 |  |  | 557.8667 | 557.8667 | 557.8667 | 557.8667 | 557.8667 | 557.8667 | 557.8667 | 557.8667 | 557.8667 | 557.8667 | 557.8667 | 557.8667 | 557.8667 | 557.8667 | 557.8667 | 557.8667 | 557.8667 | 557.8667 | 557.8667 | 557.8667 | 557.8667 | 557.8667 | 557.8667 | 557.8667 | 557.8667
| Battery - Com 4 Hours_PJM | Commercial Battery Storage 4Hr | 2030 |  |  | 242.1333 | 242.1333 | 242.1333 | 242.1333 | 242.1333 | 242.1333 | 242.1333 | 242.1333 | 242.1333 | 242.1333 | 242.1333 | 242.1333 | 242.1333 | 242.1333 | 242.1333 | 242.1333 | 242.1333 | 242.1333 | 242.1333 | 242.1333 | 242.1333 | 242.1333 | 242.1333 | 242.1333 | 242.1333
| Battery - Res 4 Hours_MISO | Residential Battery Storage - 5 kW - 20 kWh | 2030 |  |  | 139.4667 | 139.4667 | 139.4667 | 139.4667 | 139.4667 | 139.4667 | 139.4667 | 139.4667 | 139.4667 | 139.4667 | 139.4667 | 139.4667 | 139.4667 | 139.4667 | 139.4667 | 139.4667 | 139.4667 | 139.4667 | 139.4667 | 139.4667 | 139.4667 | 139.4667 | 139.4667 | 139.4667 | 139.4667
| Battery - Res 4 Hours_PJM | Residential Battery Storage - 5 kW - 20 kWh | 2030 |  |  | 60.5333 | 60.5333 | 60.5333 | 60.5333 | 60.5333 | 60.5333 | 60.5333 | 60.5333 | 60.5333 | 60.5333 | 60.5333 | 60.5333 | 60.5333 | 60.5333 | 60.5333 | 60.5333 | 60.5333 | 60.5333 | 60.5333 | 60.5333 | 60.5333 | 60.5333 | 60.5333 | 60.5333 | 60.5333
| Annual MW |  | Build Year
| Battery - Com 4 Hours_MISO | Commercial Battery Storage 4Hr | 2031
| Battery - Com 4 Hours_PJM | Commercial Battery Storage 4Hr | 2031
| Battery - Res 4 Hours_MISO | Residential Battery Storage - 5 kW - 20 kWh | 2031
| Battery - Res 4 Hours_PJM | Residential Battery Storage - 5 kW - 20 kWh | 2031
| Annual MW |  | Build Year
| Battery - Com 4 Hours_MISO | Commercial Battery Storage 4Hr | 2032
| Battery - Com 4 Hours_PJM | Commercial Battery Storage 4Hr | 2032
| Battery - Res 4 Hours_MISO | Residential Battery Storage - 5 kW - 20 kWh | 2032
| Battery - Res 4 Hours_PJM | Residential Battery Storage - 5 kW - 20 kWh | 2032
| Annual MW |  | Build Year
| Battery - Com 4 Hours_MISO | Commercial Battery Storage 4Hr | 2033
| Battery - Com 4 Hours_PJM | Commercial Battery Storage 4Hr | 2033
| Battery - Res 4 Hours_MISO | Residential Battery Storage - 5 kW - 20 kWh | 2033
| Battery - Res 4 Hours_PJM | Residential Battery Storage - 5 kW - 20 kWh | 2033
| Annual MW |  | Build Year
| Battery - Com 4 Hours_MISO | Commercial Battery Storage 4Hr | 2034
| Battery - Com 4 Hours_PJM | Commercial Battery Storage 4Hr | 2034
| Battery - Res 4 Hours_MISO | Residential Battery Storage - 5 kW - 20 kWh | 2034
| Battery - Res 4 Hours_PJM | Residential Battery Storage - 5 kW - 20 kWh | 2034
| Annual MW |  | Build Year
| Battery - Com 4 Hours_MISO | Commercial Battery Storage 4Hr | 2035
| Battery - Com 4 Hours_PJM | Commercial Battery Storage 4Hr | 2035
| Battery - Res 4 Hours_MISO | Residential Battery Storage - 5 kW - 20 kWh | 2035
| Battery - Res 4 Hours_PJM | Residential Battery Storage - 5 kW - 20 kWh | 2035
Total Annual Operating Expense ($2022)
| Battery - Com 4 Hours_MISO | Commercial Battery Storage 4Hr |  |  |  | 29718602.3603 | 29718602.3603 | 29718602.3603 | 29718602.3603 | 29718602.3603 | 29718602.3603 | 29718602.3603 | 29718602.3603 | 29718602.3603 | 29718602.3603 | 29718602.3603 | 29718602.3603 | 29718602.3603 | 29718602.3603 | 29718602.3603 | 29718602.3603 | 29718602.3603 | 29718602.3603 | 29718602.3603 | 29718602.3603 | 29718602.3603 | 29718602.3603 | 29718602.3603 | 29718602.3603 | 29718602.3603
| Battery - Com 4 Hours_PJM | Commercial Battery Storage 4Hr |  |  |  | 13000223.002 | 13000223.002 | 13000223.002 | 13000223.002 | 13000223.002 | 13000223.002 | 13000223.002 | 13000223.002 | 13000223.002 | 13000223.002 | 13000223.002 | 13000223.002 | 13000223.002 | 13000223.002 | 13000223.002 | 13000223.002 | 13000223.002 | 13000223.002 | 13000223.002 | 13000223.002 | 13000223.002 | 13000223.002 | 13000223.002 | 13000223.002 | 13000223.002
| Battery - Res 4 Hours_MISO | Residential Battery Storage - 5 kW - 20 kWh |  |  |  | 14398396.747 | 14398396.747 | 14398396.747 | 14398396.747 | 14398396.747 | 14398396.747 | 14398396.747 | 14398396.747 | 14398396.747 | 14398396.747 | 14398396.747 | 14398396.747 | 14398396.747 | 14398396.747 | 14398396.747 | 14398396.747 | 14398396.747 | 14398396.747 | 14398396.747 | 14398396.747 | 14398396.747 | 14398396.747 | 14398396.747 | 14398396.747 | 14398396.747
| Battery - Res 4 Hours_PJM | Residential Battery Storage - 5 kW - 20 kWh |  |  |  | 6298491.6421 | 6298491.6421 | 6298491.6421 | 6298491.6421 | 6298491.6421 | 6298491.6421 | 6298491.6421 | 6298491.6421 | 6298491.6421 | 6298491.6421 | 6298491.6421 | 6298491.6421 | 6298491.6421 | 6298491.6421 | 6298491.6421 | 6298491.6421 | 6298491.6421 | 6298491.6421 | 6298491.6421 | 6298491.6421 | 6298491.6421 | 6298491.6421 | 6298491.6421 | 6298491.6421 | 6298491.6421
Capital Expense
Incremental MW
| Battery - Com 4 Hours_MISO | Commercial Battery Storage 4Hr |  |  |  | 2030 1: 557.8667
| Battery - Com 4 Hours_PJM | Commercial Battery Storage 4Hr |  |  |  | 2030 1: 242.1333
| Battery - Res 4 Hours_MISO | Residential Battery Storage - 5 kW - 20 kWh |  |  |  | 2030 1: 139.4667
| Battery - Res 4 Hours_PJM | Residential Battery Storage - 5 kW - 20 kWh |  |  |  | 2030 1: 60.5333
Overnight Capital Cost ($/kW)
| CapEx ($2022/kW) | Conservative | Location Scale (%)
| Battery - Com 4 Hours_MISO | Commercial Battery Storage 4Hr | 100.2% |  |  | 2030 1: 2130.8749
| Battery - Com 4 Hours_PJM | Commercial Battery Storage 4Hr | 101% |  |  | 2030 1: 2147.6139
| Battery - Res 4 Hours_MISO | Residential Battery Storage - 5 kW - 20 kWh | 100.2% |  |  | 2030 1: 4129.5593
| Battery - Res 4 Hours_PJM | Residential Battery Storage - 5 kW - 20 kWh | 101% |  |  | 2030 1: 4161.9989
CapEx ($2022)
| Each row represents the CapEx for one vintage, spread over the available periods | MW | CapEx Costs ($2022/kW) | CCR (%) | CapEx ($2022)
1 | Battery - Com 4 Hours_MISO | 557.8667 | 2130.8749 | 5.301% | 63019126.923 | 63019126.923 | 63019126.923 | 63019126.923 | 63019126.923 | 63019126.923 | 63019126.923 | 63019126.923 | 63019126.923 | 63019126.923 | 63019126.923 | 63019126.923 | 63019126.923 | 63019126.923 | 63019126.923 | 63019126.923 | 63019126.923 | 63019126.923 | 63019126.923 | 63019126.923 | 63019126.923
2 | Battery - Com 4 Hours_MISO | 0 | 0 | 5.301% | 0 |  | 0 | 0 | 0 | 0 | 0 | 0 | 0 | 0 | 0 | 0 | 0 | 0 | 0 | 0 | 0 | 0 | 0 | 0 | 0
3 | Battery - Com 4 Hours_MISO | 0 | 0 | 5.301% | 0 |  |  | 0 | 0 | 0 | 0 | 0 | 0 | 0 | 0 | 0 | 0 | 0 | 0 | 0 | 0 | 0 | 0 | 0 | 0
4 | Battery - Com 4 Hours_MISO | 0 | 0 | 5.301% | 0 |  |  |  | 0 | 0 | 0 | 0 | 0 | 0 | 0 | 0 | 0 | 0 | 0 | 0 | 0 | 0 | 0 | 0 | 0
5 | Battery - Com 4 Hours_MISO | 0 | 0 | 5.301% | 0 |  |  |  |  | 0 | 0 | 0 | 0 | 0 | 0 | 0 | 0 | 0 | 0 | 0 | 0 | 0 | 0 | 0 | 0
6 | Battery - Com 4 Hours_MISO | 0 | 0 | 5.301% | 0 | [5 empty] | 0 | 0 | 0 | 0 | 0 | 0 | 0 | 0 | 0 | 0 | 0 | 0 | 0 | 0 | 0
1 | Battery - Com 4 Hours_PJM | 242.1333 | 2147.6139 | 5.301% | 27567336.2244 | 27567336.2244 | 27567336.2244 | 27567336.2244 | 27567336.2244 | 27567336.2244 | 27567336.2244 | 27567336.2244 | 27567336.2244 | 27567336.2244 | 27567336.2244 | 27567336.2244 | 27567336.2244 | 27567336.2244 | 27567336.2244 | 27567336.2244 | 27567336.2244 | 27567336.2244 | 27567336.2244 | 27567336.2244 | 27567336.2244
2 | Battery - Com 4 Hours_PJM | 0 | 0 | 5.301% | 0 |  | 0 | 0 | 0 | 0 | 0 | 0 | 0 | 0 | 0 | 0 | 0 | 0 | 0 | 0 | 0 | 0 | 0 | 0 | 0
3 | Battery - Com 4 Hours_PJM | 0 | 0 | 5.301% | 0 |  |  | 0 | 0 | 0 | 0 | 0 | 0 | 0 | 0 | 0 | 0 | 0 | 0 | 0 | 0 | 0 | 0 | 0 | 0
4 | Battery - Com 4 Hours_PJM | 0 | 0 | 5.301% | 0 |  |  |  | 0 | 0 | 0 | 0 | 0 | 0 | 0 | 0 | 0 | 0 | 0 | 0 | 0 | 0 | 0 | 0 | 0
5 | Battery - Com 4 Hours_PJM | 0 | 0 | 5.301% | 0 |  |  |  |  | 0 | 0 | 0 | 0 | 0 | 0 | 0 | 0 | 0 | 0 | 0 | 0 | 0 | 0 | 0 | 0
6 | Battery - Com 4 Hours_PJM | 0 | 0 | 5.301% | 0 | [5 empty] | 0 | 0 | 0 | 0 | 0 | 0 | 0 | 0 | 0 | 0 | 0 | 0 | 0 | 0 | 0
| Battery - Res 4 Hours_MISO | 139.4667 | 4129.5593 | 5.301% | 30532202.7289 | 30532202.7289 | 30532202.7289 | 30532202.7289 | 30532202.7289 | 30532202.7289 | 30532202.7289 | 30532202.7289 | 30532202.7289 | 30532202.7289 | 30532202.7289 | 30532202.7289 | 30532202.7289 | 30532202.7289 | 30532202.7289 | 30532202.7289 | 30532202.7289 | 30532202.7289 | 30532202.7289 | 30532202.7289 | 30532202.7289
| Battery - Res 4 Hours_PJM | 60.5333 | 4161.9989 | 5.301% | 13356127.5663 | 13356127.5663 | 13356127.5663 | 13356127.5663 | 13356127.5663 | 13356127.5663 | 13356127.5663 | 13356127.5663 | 13356127.5663 | 13356127.5663 | 13356127.5663 | 13356127.5663 | 13356127.5663 | 13356127.5663 | 13356127.5663 | 13356127.5663 | 13356127.5663 | 13356127.5663 | 13356127.5663 | 13356127.5663 | 13356127.5663
For use in the Benefits model:
| Total Costs ($2022) |  |  |  |  | 2030 | 2031 | 2032 | 2033 | 2034 | 2035 | 2036 | 2037 | 2038 | 2039 | 2040 | 2041 | 2042 | 2043 | 2044 | 2045 | 2046 | 2047 | 2048 | 2049
| Total OpEx |  |  |  |  | 63415713.7514 | 63415713.7514 | 63415713.7514 | 63415713.7514 | 63415713.7514 | 63415713.7514 | 63415713.7514 | 63415713.7514 | 63415713.7514 | 63415713.7514 | 63415713.7514 | 63415713.7514 | 63415713.7514 | 63415713.7514 | 63415713.7514 | 63415713.7514 | 63415713.7514 | 63415713.7514 | 63415713.7514 | 63415713.7514
| Total CapEx |  |  |  |  | 134474793.4426 | 134474793.4426 | 134474793.4426 | 134474793.4426 | 134474793.4426 | 134474793.4426 | 134474793.4426 | 134474793.4426 | 134474793.4426 | 134474793.4426 | 134474793.4426 | 134474793.4426 | 134474793.4426 | 134474793.4426 | 134474793.4426 | 134474793.4426 | 134474793.4426 | 134474793.4426 | 134474793.4426 | 134474793.4426

## ModelFactors
2023 NREL ATB
Project Type |  | Tech Innovation | Location-Scaling Factors
(%)
Battery - 4 Hours | Battery - 4 Hours_MISO | Conservative | 100.2%
Battery - 4 Hours | Battery - 4 Hours_PJM | Conservative | 101%
Battery - 10 Hours | Battery - 10 Hours_MISO | Conservative | 100.2%
Battery - 10 Hours | Battery - 10 Hours_PJM | Conservative | 101%
Battery - 4 Hours | Battery - Com 4 Hours_MISO | Conservative | 100.2%
Battery - 4 Hours | Battery - Com 4 Hours_PJM | Conservative | 101%
Battery - 4 Hours | Battery - Res 4 Hours_MISO | Conservative | 100.2%
Battery - 4 Hours | Battery - Res 4 Hours_PJM | Conservative | 101%

## Storage_Ann_Development
| 2030 | 2031 | 2032 | 2033 | 2034 | 2035 | 2036 | 2037 | 2038 | 2039 | 2040 | 2041 | 2042 | 2043 | 2044 | 2045 | 2046 | 2047 | 2048 | 2049 | 2050 | 2051 | 2052 | 2053 | 2054
MISO | 1030 | 2080 | 2780 | 3480 | 4355 | 5230 | 5230 | 5230 | 5230 | 5230 | 5230 | 5230 | 5230 | 5230 | 5230 | 5230 | 5230 | 5230 | 5230 | 5230 | 5230 | 5230 | 5230 | 5230 | 5230
ComEd | 430 | 880 | 1180 | 1480 | 1855 | 2230 | 2230 | 2230 | 2230 | 2230 | 2230 | 2230 | 2230 | 2230 | 2230 | 2230 | 2230 | 2230 | 2230 | 2230 | 2230 | 2230 | 2230 | 2230 | 2230
Total | 1500 | 3000 | 4000 | 5000 | 6250 | 7500 | 7500 | 7500 | 7500 | 7500 | 7500 | 7500 | 7500 | 7500 | 7500 | 7500 | 7500 | 7500 | 7500 | 7500 | 7500 | 7500 | 7500 | 7500 | 7500
| 4120 | 8320 | 11120 | 13920 | 17420 | 20920 | 20920 | 20920 | 20920 | 20920 | 20920 | 20920 | 20920 | 20920 | 20920 | 20920 | 20920 | 20920 | 20920 | 20920 | 20920 | 20920 | 20920 | 20920 | 20920
| 1720 | 3520 | 4720 | 5920 | 7420 | 8920 | 8920 | 8920 | 8920 | 8920 | 8920 | 8920 | 8920 | 8920 | 8920 | 8920 | 8920 | 8920 | 8920 | 8920 | 8920 | 8920 | 8920 | 8920 | 8920
| 2030 | 2031 | 2032 | 2033 | 2034 | 2035 | 2036 | 2037 | 2038 | 2039 | 2040 | 2041 | 2042 | 2043 | 2044 | 2045 | 2046 | 2047 | 2048 | 2049 | 2050 | 2051 | 2052 | 2053 | 2054
MISO | 1030 | 1050 | 700 | 700 | 875 | 875 | 0 | 0 | 0 | 0 | 0 | 0 | 0 | 0 | 0 | 0 | 0 | 0 | 0 | 0 | 0 | 0 | 0 | 0 | 0
ComEd | 430 | 450 | 300 | 300 | 375 | 375 | 0 | 0 | 0 | 0 | 0 | 0 | 0 | 0 | 0 | 0 | 0 | 0 | 0 | 0 | 0 | 0 | 0 | 0 | 0
Incremental | 1460 | 1500 | 1000 | 1000 | 1250 | 1250
Total | 7460
MISO Commercial | 557.8667 |  | Notes
PJM Commercial | 242.1333 |  | Illinois Power Agency Policy Study: Aurora Production cost Modeling
MISO Residential | 139.4667 |  | pp. 15-16 from Appendix E: Illinois Power Agency Policy Study: Aurora Production cost Modeling
PJM Residential | 60.5333
Total | 1000
MISO % | 69.73%
PJM % | 30.27%
Commercial | 800
Residential | 200

## Utility-Scale Battery Storage
Utility-Scale Battery Storage | [11 empty] | https://atb.nrel.gov/electricity/2023/utility-scale_battery_storage
Inputs
Calculated
Input from other tab
| X | Assumptions
| Technology |  | Base Year: |  |  | 2021
All values are given in 2021 U.S. dollars, see references at the bottom of this worksheet for dollar year conversions where source dollar years don't match 2021.
Utility Scale Battery Storage
Representative Li-Ion Battery Storage, 60 MW, 240 MWh storage (4 hours)
Reference: Battery Storage cost values from W. Cole and A. Karmakar, “Cost Projections for Utility-scale Battery Storage: 2023 Update,” NREL/TP-6A40-85332. Golden, CO: National Renewable Energy Laboratory. https://www.nrel.gov/docs/fy23osti/85332.pdf. Note that values are converted to 2021$ for the ATB.
|  |  | Capital Cost ($/kWh) | Battery Energy Capital Cost ($/kWh)
[5 empty] | 2021 | 2022 | 2023 | 2024 | 2025 | 2026 | 2027 | 2028 | 2029 | 2030 | 2031 | 2032 | 2033 | 2034 | 2035 | 2036 | 2037 | 2038 | 2039 | 2040 | 2041 | 2042 | 2043 | 2044 | 2045 | 2046 | 2047 | 2048 | 2049 | 2050
|  |  |  | Advanced | 322.051 | 361.9709 | 260.463 | 245.9131 | 233.4849 | 223.4918 | 213.5119 | 203.5091 | 193.4996 | 183.802 | 180.6176 | 177.4333 | 173.9462 | 170.7621 | 167.9016 | 164.413 | 161.2293 | 158.0457 | 154.8621 | 151.3697 | 148.1863 | 145.3334 | 142.1504 | 138.6562 | 135.4735 | 132.2908 | 129.1083 | 125.6087 | 122.4263 | 119.5849
|  |  |  | Moderate | 322.051 | 361.9709 | 346.5671 | 329.4017 | 286.9704 | 275.1264 | 263.2596 | 251.3673 | 239.4463 | 227.4928 | 223.3499 | 219.2109 | 215.0759 | 210.9451 | 206.8186 | 202.6966 | 198.5793 | 194.467 | 190.3597 | 186.2578 | 182.1614 | 178.0708 | 173.9863 | 169.9081 | 165.8366 | 161.772 | 157.7146 | 153.6649 | 149.6232 | 145.5899
|  |  |  | Conservative | 322.051 | 361.9709 | 375.5047 | 378.0325 | 372.508 | 356.9591 | 341.4302 | 325.9233 | 310.4409 | 294.9857 | 292.966 | 290.9463 | 288.9266 | 286.9069 | 284.8872 | 282.8675 | 280.8478 | 278.8281 | 276.8084 | 274.7887 | 272.769 | 270.7493 | 268.7296 | 266.7099 | 264.6902 | 262.6705 | 260.6508 | 258.631 | 256.6113 | 254.5916
Battery Power Capital Cost ($/kW)
[5 empty] | 2021 | 2022 | 2023 | 2024 | 2025 | 2026 | 2027 | 2028 | 2029 | 2030 | 2031 | 2032 | 2033 | 2034 | 2035 | 2036 | 2037 | 2038 | 2039 | 2040 | 2041 | 2042 | 2043 | 2044 | 2045 | 2046 | 2047 | 2048 | 2049 | 2050
|  |  |  | Advanced | 299.0478 | 336.1163 | 241.5571 | 227.7164 | 215.7982 | 206.9685 | 198.0867 | 189.2952 | 180.5299 | 170.5337 | 167.3904 | 164.2472 | 162.2995 | 159.1551 | 154.7331 | 152.7913 | 149.6454 | 146.4994 | 143.3533 | 141.4263 | 138.2792 | 133.8274 | 130.6789 | 128.7593 | 125.6095 | 122.4595 | 119.3092 | 117.4108 | 114.2596 | 109.7624
|  |  |  | Moderate | 299.0478 | 336.1163 | 329.2339 | 321.1678 | 288.2957 | 289.2129 | 290.2178 | 291.3211 | 292.5349 | 293.8741 | 291.8785 | 289.868 | 287.8421 | 285.8001 | 283.7414 | 281.6653 | 279.5711 | 277.4581 | 275.3253 | 273.1721 | 270.9975 | 268.8005 | 266.5803 | 264.3356 | 262.0653 | 259.7684 | 257.4435 | 255.0892 | 252.7042 | 250.2868
|  |  |  | Conservative | 299.0478 | 336.1163 | 348.0609 | 351.1577 | 346.8186 | 340.2243 | 333.5511 | 326.7907 | 319.9335 | 312.9685 | 310.8256 | 308.6828 | 306.54 | 304.3971 | 302.2543 | 300.1115 | 297.9687 | 295.8258 | 293.683 | 291.5402 | 289.3974 | 287.2545 | 285.1117 | 282.9689 | 280.8261 | 278.6832 | 276.5404 | 274.3976 | 272.2547 | 270.1119
Total System Cost ($/kW) = Battery Energy Cost ($/kWh) * Storage Duration (hr) + Battery Power Cost ($/kW)
|  |  | Technology Classification | Name | 2021: Tech; 2022: Resource; 2023: Scale; 2024: Maturity
|  |  |  | Utility-Scale Battery Storage - 2Hr | 2021: Lithium Ion - 2 Hr; 2022: N/A; 2023: Utility; 2024: Y
|  |  |  | Utility-Scale Battery Storage - 4Hr | 2021: Lithium Ion - 4 Hr; 2022: N/A; 2023: Utility; 2024: Y
|  |  |  | Utility-Scale Battery Storage - 6Hr | 2021: Lithium Ion - 6 Hr; 2022: N/A; 2023: Utility; 2024: Y
|  |  |  | Utility-Scale Battery Storage - 8Hr | 2021: Lithium Ion - 8 Hr; 2022: N/A; 2023: Utility; 2024: Y
|  |  |  | Utility-Scale Battery Storage - 10Hr | 2021: Lithium Ion - 10 Hr; 2022: N/A; 2023: Utility; 2024: Y
Future Projections
All values are given in 2021 U.S. dollars, using the Consumer Price Index (BLS, 2022) for dollar year conversions.
For 15-year technical life (values in 2021$):
[6 empty] | 2021 | 2022 | 2023 | 2024 | 2025 | 2026 | 2027 | 2028 | 2029 | 2030 | 2031 | 2032 | 2033 | 2034 | 2035 | 2036 | 2037 | 2038 | 2039 | 2040 | 2041 | 2042 | 2043 | 2044 | 2045 | 2046 | 2047 | 2048 | 2049 | 2050
Overnight Capital Cost ($/kW)_Utility-Scale Battery Storage - 2Hr_Advanced | Techno-Economic Cost and Performance Parameters |  | Overnight Capital Cost ($/kW) | Utility-Scale Battery Storage - 2Hr | Advanced | 943.1499 | 1060.0582 | 762.483 | 719.5426 | 682.768 | 653.9521 | 625.1104 | 596.3133 | 567.5292 | 538.1376 | 528.6257 | 519.1138 | 510.1918 | 500.6793 | 490.5364 | 481.6173 | 472.1041 | 462.5908 | 453.0775 | 444.1657 | 434.6519 | 424.4942 | 414.9797 | 406.0716 | 396.5565 | 387.0412 | 377.5258 | 368.6281 | 359.1123 | 348.9322
Overnight Capital Cost ($/kW)_Utility-Scale Battery Storage - 2Hr_Moderate |  |  |  | Utility-Scale Battery Storage - 2Hr | Moderate | 943.1499 | 1060.0582 | 1022.3681 | 979.9712 | 862.2364 | 839.4657 | 816.7371 | 794.0557 | 771.4276 | 748.8596 | 738.5783 | 728.2898 | 717.9939 | 707.6902 | 697.3786 | 687.0585 | 676.7298 | 666.392 | 656.0448 | 645.6877 | 635.3203 | 624.9422 | 614.5529 | 604.1518 | 593.7385 | 583.3124 | 572.8728 | 562.419 | 551.9505 | 541.4665
Overnight Capital Cost ($/kW)_Utility-Scale Battery Storage - 2Hr_Conservative |  |  |  | Utility-Scale Battery Storage - 2Hr | Conservative | 943.1499 | 1060.0582 | 1099.0704 | 1107.2227 | 1091.8347 | 1054.1426 | 1016.4115 | 978.6373 | 940.8152 | 902.9399 | 896.7576 | 890.5754 | 884.3932 | 878.2109 | 872.0287 | 865.8465 | 859.6642 | 853.482 | 847.2998 | 841.1175 | 834.9353 | 828.7531 | 822.5708 | 816.3886 | 810.2064 | 804.0241 | 797.8419 | 791.6597 | 785.4774 | 779.2952
Overnight Capital Cost ($/kW)_Utility-Scale Battery Storage - 4Hr_Advanced |  |  |  | Utility-Scale Battery Storage - 4Hr | Advanced | 1587.252 | 1784 | 1283.4089 | 1211.3687 | 1149.7378 | 1100.9357 | 1052.1342 | 1003.3315 | 954.5285 | 905.7416 | 889.861 | 873.9804 | 858.0841 | 842.2035 | 826.3396 | 810.4433 | 794.5628 | 778.6822 | 762.8016 | 746.9051 | 731.0245 | 715.1611 | 699.2805 | 683.3839 | 667.5034 | 651.6229 | 635.7423 | 619.8455 | 603.965 | 588.1021
Overnight Capital Cost ($/kW)_Utility-Scale Battery Storage - 4Hr_Moderate |  |  |  | Utility-Scale Battery Storage - 4Hr | Moderate | 1587.252 | 1784 | 1715.5023 | 1638.7747 | 1436.1771 | 1389.7184 | 1343.2563 | 1296.7904 | 1250.3202 | 1203.8451 | 1185.278 | 1166.7115 | 1148.1456 | 1129.5803 | 1111.0157 | 1092.4517 | 1073.8885 | 1055.326 | 1036.7642 | 1018.2033 | 999.6431 | 981.0839 | 962.5255 | 943.9681 | 925.4117 | 906.8563 | 888.302 | 869.7489 | 851.1969 | 832.6462
Overnight Capital Cost ($/kW)_Utility-Scale Battery Storage - 4Hr_Conservative |  |  |  | Utility-Scale Battery Storage - 4Hr | Conservative | 1587.252 | 1784 | 1850.0799 | 1863.2877 | 1836.8507 | 1768.0608 | 1699.2718 | 1630.4838 | 1561.6969 | 1492.9113 | 1482.6896 | 1472.468 | 1462.2463 | 1452.0247 | 1441.8031 | 1431.5814 | 1421.3598 | 1411.1381 | 1400.9165 | 1390.6949 | 1380.4732 | 1370.2516 | 1360.03 | 1349.8083 | 1339.5867 | 1329.365 | 1319.1434 | 1308.9218 | 1298.7001 | 1288.4785
Overnight Capital Cost ($/kW)_Utility-Scale Battery Storage - 6Hr_Advanced |  |  |  | Utility-Scale Battery Storage - 6Hr | Advanced | 2231.3541 | 2507.9418 | 1804.3349 | 1703.1948 | 1616.7077 | 1547.9193 | 1479.1579 | 1410.3497 | 1341.5278 | 1273.3455 | 1251.0963 | 1228.847 | 1205.9764 | 1183.7277 | 1162.1429 | 1139.2693 | 1117.0214 | 1094.7736 | 1072.5258 | 1049.6445 | 1027.3972 | 1005.8279 | 983.5813 | 960.6962 | 938.4503 | 916.2045 | 893.9589 | 871.0628 | 848.8176 | 827.2719
Overnight Capital Cost ($/kW)_Utility-Scale Battery Storage - 6Hr_Moderate |  |  |  | Utility-Scale Battery Storage - 6Hr | Moderate | 2231.3541 | 2507.9418 | 2408.6365 | 2297.5781 | 2010.1179 | 1939.9712 | 1869.7756 | 1799.5251 | 1729.2128 | 1658.8307 | 1631.9778 | 1605.1333 | 1578.2974 | 1551.4704 | 1524.6528 | 1497.845 | 1471.0472 | 1444.2599 | 1417.4836 | 1390.7188 | 1363.9659 | 1337.2255 | 1310.4981 | 1283.7844 | 1257.0849 | 1230.4003 | 1203.7313 | 1177.0787 | 1150.4433 | 1123.826
Overnight Capital Cost ($/kW)_Utility-Scale Battery Storage - 6Hr_Conservative |  |  |  | Utility-Scale Battery Storage - 6Hr | Conservative | 2231.3541 | 2507.9418 | 2601.0893 | 2619.3527 | 2581.8668 | 2481.9791 | 2382.1322 | 2282.3304 | 2182.5786 | 2082.8827 | 2068.6216 | 2054.3606 | 2040.0995 | 2025.8385 | 2011.5774 | 1997.3164 | 1983.0553 | 1968.7943 | 1954.5333 | 1940.2722 | 1926.0112 | 1911.7501 | 1897.4891 | 1883.228 | 1868.967 | 1854.7059 | 1840.4449 | 1826.1839 | 1811.9228 | 1797.6618
Overnight Capital Cost ($/kW)_Utility-Scale Battery Storage - 8Hr_Advanced |  |  |  | Utility-Scale Battery Storage - 8Hr | Advanced | 2875.4562 | 3231.8837 | 2325.2608 | 2195.021 | 2083.6775 | 1994.9029 | 1906.1817 | 1817.3678 | 1728.5271 | 1640.9495 | 1612.3315 | 1583.7136 | 1553.8688 | 1525.2519 | 1497.9462 | 1468.0953 | 1439.4801 | 1410.8649 | 1382.2499 | 1352.3839 | 1323.7699 | 1296.4947 | 1267.8822 | 1238.0085 | 1209.3972 | 1180.7862 | 1152.1755 | 1122.2801 | 1093.6703 | 1066.4417
Overnight Capital Cost ($/kW)_Utility-Scale Battery Storage - 8Hr_Moderate |  |  |  | Utility-Scale Battery Storage - 8Hr | Moderate | 2875.4562 | 3231.8837 | 3101.7708 | 2956.3815 | 2584.0586 | 2490.224 | 2396.2949 | 2302.2598 | 2208.1055 | 2113.8162 | 2078.6776 | 2043.555 | 2008.4491 | 1973.3605 | 1938.29 | 1903.2382 | 1868.2058 | 1833.1939 | 1798.2031 | 1763.2344 | 1728.2887 | 1693.3672 | 1658.4708 | 1623.6006 | 1588.758 | 1553.9442 | 1519.1605 | 1484.4085 | 1449.6897 | 1415.0057
Overnight Capital Cost ($/kW)_Utility-Scale Battery Storage - 8Hr_Conservative |  |  |  | Utility-Scale Battery Storage - 8Hr | Conservative | 2875.4562 | 3231.8837 | 3352.0988 | 3375.4177 | 3326.8829 | 3195.8973 | 3064.9925 | 2934.1769 | 2803.4604 | 2672.8541 | 2654.5536 | 2636.2532 | 2617.9527 | 2599.6523 | 2581.3518 | 2563.0514 | 2544.7509 | 2526.4505 | 2508.15 | 2489.8496 | 2471.5491 | 2453.2487 | 2434.9482 | 2416.6478 | 2398.3473 | 2380.0469 | 2361.7464 | 2343.446 | 2325.1455 | 2306.8451
Overnight Capital Cost ($/kW)_Utility-Scale Battery Storage - 10Hr_Advanced |  |  |  | Utility-Scale Battery Storage - 10Hr | Advanced | 3519.5583 | 3955.8255 | 2846.1867 | 2686.8471 | 2550.6473 | 2441.8865 | 2333.2054 | 2224.386 | 2115.5263 | 2008.5534 | 1973.5668 | 1938.5802 | 1901.7611 | 1866.7762 | 1833.7495 | 1796.9213 | 1761.9388 | 1726.9563 | 1691.974 | 1655.1233 | 1620.1426 | 1587.1615 | 1552.183 | 1515.3209 | 1480.3442 | 1445.3679 | 1410.3921 | 1373.4974 | 1338.523 | 1305.6116
Overnight Capital Cost ($/kW)_Utility-Scale Battery Storage - 10Hr_Moderate |  |  |  | Utility-Scale Battery Storage - 10Hr | Moderate | 3519.5583 | 3955.8255 | 3794.905 | 3615.185 | 3157.9993 | 3040.4767 | 2922.8141 | 2804.9945 | 2686.9981 | 2568.8017 | 2525.3774 | 2481.9768 | 2438.6009 | 2395.2506 | 2351.9271 | 2308.6314 | 2265.3645 | 2222.1278 | 2178.9225 | 2135.75 | 2092.6116 | 2049.5088 | 2006.4434 | 1963.4169 | 1920.4312 | 1877.4881 | 1834.5898 | 1791.7384 | 1748.9361 | 1706.1854
Overnight Capital Cost ($/kW)_Utility-Scale Battery Storage - 10Hr_Conservative |  |  |  | Utility-Scale Battery Storage - 10Hr | Conservative | 3519.5583 | 3955.8255 | 4103.1083 | 4131.4827 | 4071.899 | 3909.8156 | 3747.8529 | 3586.0235 | 3424.3421 | 3262.8255 | 3240.4856 | 3218.1458 | 3195.8059 | 3173.466 | 3151.1262 | 3128.7863 | 3106.4465 | 3084.1066 | 3061.7668 | 3039.4269 | 3017.087 | 2994.7472 | 2972.4073 | 2950.0675 | 2927.7276 | 2905.3878 | 2883.0479 | 2860.7081 | 2838.3682 | 2816.0283
[6 empty] | 2021 | 2022 | 2023 | 2024 | 2025 | 2026 | 2027 | 2028 | 2029 | 2030 | 2031 | 2032 | 2033 | 2034 | 2035 | 2036 | 2037 | 2038 | 2039 | 2040 | 2041 | 2042 | 2043 | 2044 | 2045 | 2046 | 2047 | 2048 | 2049 | 2050
Fixed Operation and Maintenance Expenses ($/kW-yr)_Utility-Scale Battery Storage - 2Hr_Advanced |  |  | Fixed Operation and Maintenance Expenses ($/kW-yr) | Utility-Scale Battery Storage - 2Hr | Advanced | 23.5787 | 26.5015 | 19.0621 | 17.9886 | 17.0692 | 16.3488 | 15.6278 | 14.9078 | 14.1882 | 13.4534 | 13.2156 | 12.9778 | 12.7548 | 12.517 | 12.2634 | 12.0404 | 11.8026 | 11.5648 | 11.3269 | 11.1041 | 10.8663 | 10.6124 | 10.3745 | 10.1518 | 9.9139 | 9.676 | 9.4381 | 9.2157 | 8.9778 | 8.7233
Fixed Operation and Maintenance Expenses ($/kW-yr)_Utility-Scale Battery Storage - 2Hr_Moderate |  |  |  | Utility-Scale Battery Storage - 2Hr | Moderate | 23.5787 | 26.5015 | 25.5592 | 24.4993 | 21.5559 | 20.9866 | 20.4184 | 19.8514 | 19.2857 | 18.7215 | 18.4645 | 18.2072 | 17.9498 | 17.6923 | 17.4345 | 17.1765 | 16.9182 | 16.6598 | 16.4011 | 16.1422 | 15.883 | 15.6236 | 15.3638 | 15.1038 | 14.8435 | 14.5828 | 14.3218 | 14.0605 | 13.7988 | 13.5367
Fixed Operation and Maintenance Expenses ($/kW-yr)_Utility-Scale Battery Storage - 2Hr_Conservative |  |  |  | Utility-Scale Battery Storage - 2Hr | Conservative | 23.5787 | 26.5015 | 27.4768 | 27.6806 | 27.2959 | 26.3536 | 25.4103 | 24.4659 | 23.5204 | 22.5735 | 22.4189 | 22.2644 | 22.1098 | 21.9553 | 21.8007 | 21.6462 | 21.4916 | 21.337 | 21.1825 | 21.0279 | 20.8734 | 20.7188 | 20.5643 | 20.4097 | 20.2552 | 20.1006 | 19.946 | 19.7915 | 19.6369 | 19.4824
Fixed Operation and Maintenance Expenses ($/kW-yr)_Utility-Scale Battery Storage - 4Hr_Advanced |  |  |  | Utility-Scale Battery Storage - 4Hr | Advanced | 39.6813 | 44.6 | 32.0852 | 30.2842 | 28.7434 | 27.5234 | 26.3034 | 25.0833 | 23.8632 | 22.6435 | 22.2465 | 21.8495 | 21.4521 | 21.0551 | 20.6585 | 20.2611 | 19.8641 | 19.4671 | 19.07 | 18.6726 | 18.2756 | 17.879 | 17.482 | 17.0846 | 16.6876 | 16.2906 | 15.8936 | 15.4961 | 15.0991 | 14.7026
Fixed Operation and Maintenance Expenses ($/kW-yr)_Utility-Scale Battery Storage - 4Hr_Moderate |  |  |  | Utility-Scale Battery Storage - 4Hr | Moderate | 39.6813 | 44.6 | 42.8876 | 40.9694 | 35.9044 | 34.743 | 33.5814 | 32.4198 | 31.258 | 30.0961 | 29.632 | 29.1678 | 28.7036 | 28.2395 | 27.7754 | 27.3113 | 26.8472 | 26.3831 | 25.9191 | 25.4551 | 24.9911 | 24.5271 | 24.0631 | 23.5992 | 23.1353 | 22.6714 | 22.2076 | 21.7437 | 21.2799 | 20.8162
Fixed Operation and Maintenance Expenses ($/kW-yr)_Utility-Scale Battery Storage - 4Hr_Conservative |  |  |  | Utility-Scale Battery Storage - 4Hr | Conservative | 39.6813 | 44.6 | 46.252 | 46.5822 | 45.9213 | 44.2015 | 42.4818 | 40.7621 | 39.0424 | 37.3228 | 37.0672 | 36.8117 | 36.5562 | 36.3006 | 36.0451 | 35.7895 | 35.534 | 35.2785 | 35.0229 | 34.7674 | 34.5118 | 34.2563 | 34.0007 | 33.7452 | 33.4897 | 33.2341 | 32.9786 | 32.723 | 32.4675 | 32.212
Fixed Operation and Maintenance Expenses ($/kW-yr)_Utility-Scale Battery Storage - 6Hr_Advanced |  |  |  | Utility-Scale Battery Storage - 6Hr | Advanced | 55.7839 | 62.6985 | 45.1084 | 42.5799 | 40.4177 | 38.698 | 36.9789 | 35.2587 | 33.5382 | 31.8336 | 31.2774 | 30.7212 | 30.1494 | 29.5932 | 29.0536 | 28.4817 | 27.9255 | 27.3693 | 26.8131 | 26.2411 | 25.6849 | 25.1457 | 24.5895 | 24.0174 | 23.4613 | 22.9051 | 22.349 | 21.7766 | 21.2204 | 20.6818
Fixed Operation and Maintenance Expenses ($/kW-yr)_Utility-Scale Battery Storage - 6Hr_Moderate |  |  |  | Utility-Scale Battery Storage - 6Hr | Moderate | 55.7839 | 62.6985 | 60.2159 | 57.4395 | 50.2529 | 48.4993 | 46.7444 | 44.9881 | 43.2303 | 41.4708 | 40.7994 | 40.1283 | 39.4574 | 38.7868 | 38.1163 | 37.4461 | 36.7762 | 36.1065 | 35.4371 | 34.768 | 34.0991 | 33.4306 | 32.7625 | 32.0946 | 31.4271 | 30.76 | 30.0933 | 29.427 | 28.7611 | 28.0956
Fixed Operation and Maintenance Expenses ($/kW-yr)_Utility-Scale Battery Storage - 6Hr_Conservative |  |  |  | Utility-Scale Battery Storage - 6Hr | Conservative | 55.7839 | 62.6985 | 65.0272 | 65.4838 | 64.5467 | 62.0495 | 59.5533 | 57.0583 | 54.5645 | 52.0721 | 51.7155 | 51.359 | 51.0025 | 50.646 | 50.2894 | 49.9329 | 49.5764 | 49.2199 | 48.8633 | 48.5068 | 48.1503 | 47.7938 | 47.4372 | 47.0807 | 46.7242 | 46.3676 | 46.0111 | 45.6546 | 45.2981 | 44.9415
Fixed Operation and Maintenance Expenses ($/kW-yr)_Utility-Scale Battery Storage - 8Hr_Advanced |  |  |  | Utility-Scale Battery Storage - 8Hr | Advanced | 71.8864 | 80.7971 | 58.1315 | 54.8755 | 52.0919 | 49.8726 | 47.6545 | 45.4342 | 43.2132 | 41.0237 | 40.3083 | 39.5928 | 38.8467 | 38.1313 | 37.4487 | 36.7024 | 35.987 | 35.2716 | 34.5562 | 33.8096 | 33.0942 | 32.4124 | 31.6971 | 30.9502 | 30.2349 | 29.5197 | 28.8044 | 28.057 | 27.3418 | 26.661
Fixed Operation and Maintenance Expenses ($/kW-yr)_Utility-Scale Battery Storage - 8Hr_Moderate |  |  |  | Utility-Scale Battery Storage - 8Hr | Moderate | 71.8864 | 80.7971 | 77.5443 | 73.9095 | 64.6015 | 62.2556 | 59.9074 | 57.5565 | 55.2026 | 52.8454 | 51.9669 | 51.0889 | 50.2112 | 49.334 | 48.4572 | 47.581 | 46.7051 | 45.8298 | 44.9551 | 44.0809 | 43.2072 | 42.3342 | 41.4618 | 40.59 | 39.719 | 38.8486 | 37.979 | 37.1102 | 36.2422 | 35.3751
Fixed Operation and Maintenance Expenses ($/kW-yr)_Utility-Scale Battery Storage - 8Hr_Conservative |  |  |  | Utility-Scale Battery Storage - 8Hr | Conservative | 71.8864 | 80.7971 | 83.8025 | 84.3854 | 83.1721 | 79.8974 | 76.6248 | 73.3544 | 70.0865 | 66.8214 | 66.3638 | 65.9063 | 65.4488 | 64.9913 | 64.5338 | 64.0763 | 63.6188 | 63.1613 | 62.7038 | 62.2462 | 61.7887 | 61.3312 | 60.8737 | 60.4162 | 59.9587 | 59.5012 | 59.0437 | 58.5861 | 58.1286 | 57.6711
Fixed Operation and Maintenance Expenses ($/kW-yr)_Utility-Scale Battery Storage - 10Hr_Advanced |  |  |  | Utility-Scale Battery Storage - 10Hr | Advanced | 87.989 | 98.8956 | 71.1547 | 67.1712 | 63.7662 | 61.0472 | 58.3301 | 55.6096 | 52.8882 | 50.2138 | 49.3392 | 48.4645 | 47.544 | 46.6694 | 45.8437 | 44.923 | 44.0485 | 43.1739 | 42.2994 | 41.3781 | 40.5036 | 39.679 | 38.8046 | 37.883 | 37.0086 | 36.1342 | 35.2598 | 34.3374 | 33.4631 | 32.6403
Fixed Operation and Maintenance Expenses ($/kW-yr)_Utility-Scale Battery Storage - 10Hr_Moderate |  |  |  | Utility-Scale Battery Storage - 10Hr | Moderate | 87.989 | 98.8956 | 94.8726 | 90.3796 | 78.95 | 76.0119 | 73.0704 | 70.1249 | 67.175 | 64.22 | 63.1344 | 62.0494 | 60.965 | 59.8813 | 58.7982 | 57.7158 | 56.6341 | 55.5532 | 54.4731 | 53.3937 | 52.3153 | 51.2377 | 50.1611 | 49.0854 | 48.0108 | 46.9372 | 45.8647 | 44.7935 | 43.7234 | 42.6546
Fixed Operation and Maintenance Expenses ($/kW-yr)_Utility-Scale Battery Storage - 10Hr_Conservative |  |  |  | Utility-Scale Battery Storage - 10Hr | Conservative | 87.989 | 98.8956 | 102.5777 | 103.2871 | 101.7975 | 97.7454 | 93.6963 | 89.6506 | 85.6086 | 81.5706 | 81.0121 | 80.4536 | 79.8951 | 79.3367 | 78.7782 | 78.2197 | 77.6612 | 77.1027 | 76.5442 | 75.9857 | 75.4272 | 74.8687 | 74.3102 | 73.7517 | 73.1932 | 72.6347 | 72.0762 | 71.5177 | 70.9592 | 70.4007
[6 empty] | 2021 | 2022 | 2023 | 2024 | 2025 | 2026 | 2027 | 2028 | 2029 | 2030 | 2031 | 2032 | 2033 | 2034 | 2035 | 2036 | 2037 | 2038 | 2039 | 2040 | 2041 | 2042 | 2043 | 2044 | 2045 | 2046 | 2047 | 2048 | 2049 | 2050
|  |  | Variable Operation and Maintenance Expenses ($/MWh) | Utility-Scale Battery Storage - 2Hr | Advanced | 0 | 0 | 0 | 0 | 0 | 0 | 0 | 0 | 0 | 0 | 0 | 0 | 0 | 0 | 0 | 0 | 0 | 0 | 0 | 0 | 0 | 0 | 0 | 0 | 0 | 0 | 0 | 0 | 0 | 0
|  |  |  | Utility-Scale Battery Storage - 2Hr | Moderate | 0 | 0 | 0 | 0 | 0 | 0 | 0 | 0 | 0 | 0 | 0 | 0 | 0 | 0 | 0 | 0 | 0 | 0 | 0 | 0 | 0 | 0 | 0 | 0 | 0 | 0 | 0 | 0 | 0 | 0
|  |  |  | Utility-Scale Battery Storage - 2Hr | Conservative | 0 | 0 | 0 | 0 | 0 | 0 | 0 | 0 | 0 | 0 | 0 | 0 | 0 | 0 | 0 | 0 | 0 | 0 | 0 | 0 | 0 | 0 | 0 | 0 | 0 | 0 | 0 | 0 | 0 | 0
|  |  |  | Utility-Scale Battery Storage - 4Hr | Advanced | 0 | 0 | 0 | 0 | 0 | 0 | 0 | 0 | 0 | 0 | 0 | 0 | 0 | 0 | 0 | 0 | 0 | 0 | 0 | 0 | 0 | 0 | 0 | 0 | 0 | 0 | 0 | 0 | 0 | 0
|  |  |  | Utility-Scale Battery Storage - 4Hr | Moderate | 0 | 0 | 0 | 0 | 0 | 0 | 0 | 0 | 0 | 0 | 0 | 0 | 0 | 0 | 0 | 0 | 0 | 0 | 0 | 0 | 0 | 0 | 0 | 0 | 0 | 0 | 0 | 0 | 0 | 0
|  |  |  | Utility-Scale Battery Storage - 4Hr | Conservative | 0 | 0 | 0 | 0 | 0 | 0 | 0 | 0 | 0 | 0 | 0 | 0 | 0 | 0 | 0 | 0 | 0 | 0 | 0 | 0 | 0 | 0 | 0 | 0 | 0 | 0 | 0 | 0 | 0 | 0
|  |  |  | Utility-Scale Battery Storage - 6Hr | Advanced | 0 | 0 | 0 | 0 | 0 | 0 | 0 | 0 | 0 | 0 | 0 | 0 | 0 | 0 | 0 | 0 | 0 | 0 | 0 | 0 | 0 | 0 | 0 | 0 | 0 | 0 | 0 | 0 | 0 | 0
|  |  |  | Utility-Scale Battery Storage - 6Hr | Moderate | 0 | 0 | 0 | 0 | 0 | 0 | 0 | 0 | 0 | 0 | 0 | 0 | 0 | 0 | 0 | 0 | 0 | 0 | 0 | 0 | 0 | 0 | 0 | 0 | 0 | 0 | 0 | 0 | 0 | 0
|  |  |  | Utility-Scale Battery Storage - 6Hr | Conservative | 0 | 0 | 0 | 0 | 0 | 0 | 0 | 0 | 0 | 0 | 0 | 0 | 0 | 0 | 0 | 0 | 0 | 0 | 0 | 0 | 0 | 0 | 0 | 0 | 0 | 0 | 0 | 0 | 0 | 0
|  |  |  | Utility-Scale Battery Storage - 8Hr | Advanced | 0 | 0 | 0 | 0 | 0 | 0 | 0 | 0 | 0 | 0 | 0 | 0 | 0 | 0 | 0 | 0 | 0 | 0 | 0 | 0 | 0 | 0 | 0 | 0 | 0 | 0 | 0 | 0 | 0 | 0
|  |  |  | Utility-Scale Battery Storage - 8Hr | Moderate | 0 | 0 | 0 | 0 | 0 | 0 | 0 | 0 | 0 | 0 | 0 | 0 | 0 | 0 | 0 | 0 | 0 | 0 | 0 | 0 | 0 | 0 | 0 | 0 | 0 | 0 | 0 | 0 | 0 | 0
|  |  |  | Utility-Scale Battery Storage - 8Hr | Conservative | 0 | 0 | 0 | 0 | 0 | 0 | 0 | 0 | 0 | 0 | 0 | 0 | 0 | 0 | 0 | 0 | 0 | 0 | 0 | 0 | 0 | 0 | 0 | 0 | 0 | 0 | 0 | 0 | 0 | 0
|  |  |  | Utility-Scale Battery Storage - 10Hr | Advanced | 0 | 0 | 0 | 0 | 0 | 0 | 0 | 0 | 0 | 0 | 0 | 0 | 0 | 0 | 0 | 0 | 0 | 0 | 0 | 0 | 0 | 0 | 0 | 0 | 0 | 0 | 0 | 0 | 0 | 0
|  |  |  | Utility-Scale Battery Storage - 10Hr | Moderate | 0 | 0 | 0 | 0 | 0 | 0 | 0 | 0 | 0 | 0 | 0 | 0 | 0 | 0 | 0 | 0 | 0 | 0 | 0 | 0 | 0 | 0 | 0 | 0 | 0 | 0 | 0 | 0 | 0 | 0
|  |  |  | Utility-Scale Battery Storage - 10Hr | Conservative | 0 | 0 | 0 | 0 | 0 | 0 | 0 | 0 | 0 | 0 | 0 | 0 | 0 | 0 | 0 | 0 | 0 | 0 | 0 | 0 | 0 | 0 | 0 | 0 | 0 | 0 | 0 | 0 | 0 | 0
[6 empty] | 2021 | 2022 | 2023 | 2024 | 2025 | 2026 | 2027 | 2028 | 2029 | 2030 | 2031 | 2032 | 2033 | 2034 | 2035 | 2036 | 2037 | 2038 | 2039 | 2040 | 2041 | 2042 | 2043 | 2044 | 2045 | 2046 | 2047 | 2048 | 2049 | 2050
|  |  | Round-Trip Efficiency | Utility-Scale Battery Storage - 2Hr | Advanced | 85% | 85% | 85% | 85% | 85% | 85% | 85% | 85% | 85% | 85% | 85% | 85% | 85% | 85% | 85% | 85% | 85% | 85% | 85% | 85% | 85% | 85% | 85% | 85% | 85% | 85% | 85% | 85% | 85% | 85%
|  |  |  | Utility-Scale Battery Storage - 2Hr | Moderate | 85% | 85% | 85% | 85% | 85% | 85% | 85% | 85% | 85% | 85% | 85% | 85% | 85% | 85% | 85% | 85% | 85% | 85% | 85% | 85% | 85% | 85% | 85% | 85% | 85% | 85% | 85% | 85% | 85% | 85%
|  |  |  | Utility-Scale Battery Storage - 2Hr | Conservative | 85% | 85% | 85% | 85% | 85% | 85% | 85% | 85% | 85% | 85% | 85% | 85% | 85% | 85% | 85% | 85% | 85% | 85% | 85% | 85% | 85% | 85% | 85% | 85% | 85% | 85% | 85% | 85% | 85% | 85%
|  |  |  | Utility-Scale Battery Storage - 4Hr | Advanced | 85% | 85% | 85% | 85% | 85% | 85% | 85% | 85% | 85% | 85% | 85% | 85% | 85% | 85% | 85% | 85% | 85% | 85% | 85% | 85% | 85% | 85% | 85% | 85% | 85% | 85% | 85% | 85% | 85% | 85%
|  |  |  | Utility-Scale Battery Storage - 4Hr | Moderate | 85% | 85% | 85% | 85% | 85% | 85% | 85% | 85% | 85% | 85% | 85% | 85% | 85% | 85% | 85% | 85% | 85% | 85% | 85% | 85% | 85% | 85% | 85% | 85% | 85% | 85% | 85% | 85% | 85% | 85%
|  |  |  | Utility-Scale Battery Storage - 4Hr | Conservative | 85% | 85% | 85% | 85% | 85% | 85% | 85% | 85% | 85% | 85% | 85% | 85% | 85% | 85% | 85% | 85% | 85% | 85% | 85% | 85% | 85% | 85% | 85% | 85% | 85% | 85% | 85% | 85% | 85% | 85%
|  |  |  | Utility-Scale Battery Storage - 6Hr | Advanced | 85% | 85% | 85% | 85% | 85% | 85% | 85% | 85% | 85% | 85% | 85% | 85% | 85% | 85% | 85% | 85% | 85% | 85% | 85% | 85% | 85% | 85% | 85% | 85% | 85% | 85% | 85% | 85% | 85% | 85%
|  |  |  | Utility-Scale Battery Storage - 6Hr | Moderate | 85% | 85% | 85% | 85% | 85% | 85% | 85% | 85% | 85% | 85% | 85% | 85% | 85% | 85% | 85% | 85% | 85% | 85% | 85% | 85% | 85% | 85% | 85% | 85% | 85% | 85% | 85% | 85% | 85% | 85%
|  |  |  | Utility-Scale Battery Storage - 6Hr | Conservative | 85% | 85% | 85% | 85% | 85% | 85% | 85% | 85% | 85% | 85% | 85% | 85% | 85% | 85% | 85% | 85% | 85% | 85% | 85% | 85% | 85% | 85% | 85% | 85% | 85% | 85% | 85% | 85% | 85% | 85%
|  |  |  | Utility-Scale Battery Storage - 8Hr | Advanced | 85% | 85% | 85% | 85% | 85% | 85% | 85% | 85% | 85% | 85% | 85% | 85% | 85% | 85% | 85% | 85% | 85% | 85% | 85% | 85% | 85% | 85% | 85% | 85% | 85% | 85% | 85% | 85% | 85% | 85%
|  |  |  | Utility-Scale Battery Storage - 8Hr | Moderate | 85% | 85% | 85% | 85% | 85% | 85% | 85% | 85% | 85% | 85% | 85% | 85% | 85% | 85% | 85% | 85% | 85% | 85% | 85% | 85% | 85% | 85% | 85% | 85% | 85% | 85% | 85% | 85% | 85% | 85%
|  |  |  | Utility-Scale Battery Storage - 8Hr | Conservative | 85% | 85% | 85% | 85% | 85% | 85% | 85% | 85% | 85% | 85% | 85% | 85% | 85% | 85% | 85% | 85% | 85% | 85% | 85% | 85% | 85% | 85% | 85% | 85% | 85% | 85% | 85% | 85% | 85% | 85%
|  |  |  | Utility-Scale Battery Storage - 10Hr | Advanced | 85% | 85% | 85% | 85% | 85% | 85% | 85% | 85% | 85% | 85% | 85% | 85% | 85% | 85% | 85% | 85% | 85% | 85% | 85% | 85% | 85% | 85% | 85% | 85% | 85% | 85% | 85% | 85% | 85% | 85%
|  |  |  | Utility-Scale Battery Storage - 10Hr | Moderate | 85% | 85% | 85% | 85% | 85% | 85% | 85% | 85% | 85% | 85% | 85% | 85% | 85% | 85% | 85% | 85% | 85% | 85% | 85% | 85% | 85% | 85% | 85% | 85% | 85% | 85% | 85% | 85% | 85% | 85%
|  |  |  | Utility-Scale Battery Storage - 10Hr | Conservative | 85% | 85% | 85% | 85% | 85% | 85% | 85% | 85% | 85% | 85% | 85% | 85% | 85% | 85% | 85% | 85% | 85% | 85% | 85% | 85% | 85% | 85% | 85% | 85% | 85% | 85% | 85% | 85% | 85% | 85%
[6 empty] | 2021 | 2022 | 2023 | 2024 | 2025 | 2026 | 2027 | 2028 | 2029 | 2030 | 2031 | 2032 | 2033 | 2034 | 2035 | 2036 | 2037 | 2038 | 2039 | 2040 | 2041 | 2042 | 2043 | 2044 | 2045 | 2046 | 2047 | 2048 | 2049 | 2050
Capacity Factor (%)_Utility-Scale Battery Storage - 2Hr_Advanced |  |  | Capacity Factor (%) | Utility-Scale Battery Storage - 2Hr | Advanced | 8.333% | 8.333% | 8.333% | 8.333% | 8.333% | 8.333% | 8.333% | 8.333% | 8.333% | 8.333% | 8.333% | 8.333% | 8.333% | 8.333% | 8.333% | 8.333% | 8.333% | 8.333% | 8.333% | 8.333% | 8.333% | 8.333% | 8.333% | 8.333% | 8.333% | 8.333% | 8.333% | 8.333% | 8.333% | 8.333%
Capacity Factor (%)_Utility-Scale Battery Storage - 2Hr_Moderate |  |  |  | Utility-Scale Battery Storage - 2Hr | Moderate | 8.333% | 8.333% | 8.333% | 8.333% | 8.333% | 8.333% | 8.333% | 8.333% | 8.333% | 8.333% | 8.333% | 8.333% | 8.333% | 8.333% | 8.333% | 8.333% | 8.333% | 8.333% | 8.333% | 8.333% | 8.333% | 8.333% | 8.333% | 8.333% | 8.333% | 8.333% | 8.333% | 8.333% | 8.333% | 8.333%
Capacity Factor (%)_Utility-Scale Battery Storage - 2Hr_Conservative |  |  |  | Utility-Scale Battery Storage - 2Hr | Conservative | 8.333% | 8.333% | 8.333% | 8.333% | 8.333% | 8.333% | 8.333% | 8.333% | 8.333% | 8.333% | 8.333% | 8.333% | 8.333% | 8.333% | 8.333% | 8.333% | 8.333% | 8.333% | 8.333% | 8.333% | 8.333% | 8.333% | 8.333% | 8.333% | 8.333% | 8.333% | 8.333% | 8.333% | 8.333% | 8.333%
Capacity Factor (%)_Utility-Scale Battery Storage - 4Hr_Advanced |  |  |  | Utility-Scale Battery Storage - 4Hr | Advanced | 16.67% | 16.67% | 16.67% | 16.67% | 16.67% | 16.67% | 16.67% | 16.67% | 16.67% | 16.67% | 16.67% | 16.67% | 16.67% | 16.67% | 16.67% | 16.67% | 16.67% | 16.67% | 16.67% | 16.67% | 16.67% | 16.67% | 16.67% | 16.67% | 16.67% | 16.67% | 16.67% | 16.67% | 16.67% | 16.67%
Capacity Factor (%)_Utility-Scale Battery Storage - 4Hr_Moderate |  |  |  | Utility-Scale Battery Storage - 4Hr | Moderate | 16.67% | 16.67% | 16.67% | 16.67% | 16.67% | 16.67% | 16.67% | 16.67% | 16.67% | 16.67% | 16.67% | 16.67% | 16.67% | 16.67% | 16.67% | 16.67% | 16.67% | 16.67% | 16.67% | 16.67% | 16.67% | 16.67% | 16.67% | 16.67% | 16.67% | 16.67% | 16.67% | 16.67% | 16.67% | 16.67%
Capacity Factor (%)_Utility-Scale Battery Storage - 4Hr_Conservative |  |  |  | Utility-Scale Battery Storage - 4Hr | Conservative | 16.67% | 16.67% | 16.67% | 16.67% | 16.67% | 16.67% | 16.67% | 16.67% | 16.67% | 16.67% | 16.67% | 16.67% | 16.67% | 16.67% | 16.67% | 16.67% | 16.67% | 16.67% | 16.67% | 16.67% | 16.67% | 16.67% | 16.67% | 16.67% | 16.67% | 16.67% | 16.67% | 16.67% | 16.67% | 16.67%
Capacity Factor (%)_Utility-Scale Battery Storage - 6Hr_Advanced |  |  |  | Utility-Scale Battery Storage - 6Hr | Advanced | 25% | 25% | 25% | 25% | 25% | 25% | 25% | 25% | 25% | 25% | 25% | 25% | 25% | 25% | 25% | 25% | 25% | 25% | 25% | 25% | 25% | 25% | 25% | 25% | 25% | 25% | 25% | 25% | 25% | 25%
Capacity Factor (%)_Utility-Scale Battery Storage - 6Hr_Moderate |  |  |  | Utility-Scale Battery Storage - 6Hr | Moderate | 25% | 25% | 25% | 25% | 25% | 25% | 25% | 25% | 25% | 25% | 25% | 25% | 25% | 25% | 25% | 25% | 25% | 25% | 25% | 25% | 25% | 25% | 25% | 25% | 25% | 25% | 25% | 25% | 25% | 25%
Capacity Factor (%)_Utility-Scale Battery Storage - 6Hr_Conservative |  |  |  | Utility-Scale Battery Storage - 6Hr | Conservative | 25% | 25% | 25% | 25% | 25% | 25% | 25% | 25% | 25% | 25% | 25% | 25% | 25% | 25% | 25% | 25% | 25% | 25% | 25% | 25% | 25% | 25% | 25% | 25% | 25% | 25% | 25% | 25% | 25% | 25%
Capacity Factor (%)_Utility-Scale Battery Storage - 8Hr_Advanced |  |  |  | Utility-Scale Battery Storage - 8Hr | Advanced | 33.33% | 33.33% | 33.33% | 33.33% | 33.33% | 33.33% | 33.33% | 33.33% | 33.33% | 33.33% | 33.33% | 33.33% | 33.33% | 33.33% | 33.33% | 33.33% | 33.33% | 33.33% | 33.33% | 33.33% | 33.33% | 33.33% | 33.33% | 33.33% | 33.33% | 33.33% | 33.33% | 33.33% | 33.33% | 33.33%
Capacity Factor (%)_Utility-Scale Battery Storage - 8Hr_Moderate |  |  |  | Utility-Scale Battery Storage - 8Hr | Moderate | 33.33% | 33.33% | 33.33% | 33.33% | 33.33% | 33.33% | 33.33% | 33.33% | 33.33% | 33.33% | 33.33% | 33.33% | 33.33% | 33.33% | 33.33% | 33.33% | 33.33% | 33.33% | 33.33% | 33.33% | 33.33% | 33.33% | 33.33% | 33.33% | 33.33% | 33.33% | 33.33% | 33.33% | 33.33% | 33.33%
Capacity Factor (%)_Utility-Scale Battery Storage - 8Hr_Conservative |  |  |  | Utility-Scale Battery Storage - 8Hr | Conservative | 33.33% | 33.33% | 33.33% | 33.33% | 33.33% | 33.33% | 33.33% | 33.33% | 33.33% | 33.33% | 33.33% | 33.33% | 33.33% | 33.33% | 33.33% | 33.33% | 33.33% | 33.33% | 33.33% | 33.33% | 33.33% | 33.33% | 33.33% | 33.33% | 33.33% | 33.33% | 33.33% | 33.33% | 33.33% | 33.33%
Capacity Factor (%)_Utility-Scale Battery Storage - 10Hr_Advanced |  |  |  | Utility-Scale Battery Storage - 10Hr | Advanced | 41.67% | 41.67% | 41.67% | 41.67% | 41.67% | 41.67% | 41.67% | 41.67% | 41.67% | 41.67% | 41.67% | 41.67% | 41.67% | 41.67% | 41.67% | 41.67% | 41.67% | 41.67% | 41.67% | 41.67% | 41.67% | 41.67% | 41.67% | 41.67% | 41.67% | 41.67% | 41.67% | 41.67% | 41.67% | 41.67%
Capacity Factor (%)_Utility-Scale Battery Storage - 10Hr_Moderate |  |  |  | Utility-Scale Battery Storage - 10Hr | Moderate | 41.67% | 41.67% | 41.67% | 41.67% | 41.67% | 41.67% | 41.67% | 41.67% | 41.67% | 41.67% | 41.67% | 41.67% | 41.67% | 41.67% | 41.67% | 41.67% | 41.67% | 41.67% | 41.67% | 41.67% | 41.67% | 41.67% | 41.67% | 41.67% | 41.67% | 41.67% | 41.67% | 41.67% | 41.67% | 41.67%
Capacity Factor (%)_Utility-Scale Battery Storage - 10Hr_Conservative |  |  |  | Utility-Scale Battery Storage - 10Hr | Conservative | 41.67% | 41.67% | 41.67% | 41.67% | 41.67% | 41.67% | 41.67% | 41.67% | 41.67% | 41.67% | 41.67% | 41.67% | 41.67% | 41.67% | 41.67% | 41.67% | 41.67% | 41.67% | 41.67% | 41.67% | 41.67% | 41.67% | 41.67% | 41.67% | 41.67% | 41.67% | 41.67% | 41.67% | 41.67% | 41.67%
Data Sources for Default Inputs | bar: 2021 to 2037
|  | Current Costs: |  |  |  | 2023: Citation; 2028: Dollar Year; 2029: Escalation Index
|  | Available Capacity (GW) |  |  |  | 2023: N/A
|  | Net Capacity Factor (%) |  |  |  | 2023: N/A; 2030: Assumes one cycle per day
|  | Overnight Capital Cost ($/kW) |  |  |  | 2023: V. Ramasamy, D. Feldman, J. Desai, and R. Margolis. 2022. U.S. Solar Photovoltaic System and Energy Storage Cost Benchmark: Q1 2022. Golden, CO: National Renewable Energy Laboratory; and
|  | Fixed Operating Expenses ($/kW-yr) |  |  |  | 2023: V. Ramasamy, D. Feldman, J. Desai, and R. Margolis. 2022. U.S. Solar Photovoltaic System and Energy Storage Cost Benchmark: Q1 2022. Golden, CO: National Renewable Energy Laboratory
|  | Variable Operating Expenses ($/MWh) |  |  |  | 2023: N/A
|  | Spur Line Cost ($/kW) |  |  |  | 2023: N/A
|  | Future Projections Costs: |  |  |  | 2023: Citation; 2028: Dollar Year; 2029: Escalation Index
|  | Net Capacity Factor (%) |  |  |  | 2023: N/A; 2030: Assumes one cycle per day
|  | Overnight Capital Cost ($/kW) |  |  |  | 2023: Cole and Karmakar (2023)
|  | 2021 to 2022 overnight capital cost adjustments (%) |  |  |  | 2023: N/A; 2030: Already captured in projections
|  | Fixed Operating Expenses ($/kW-yr) |  |  |  | 2023: Cole and Karmakar (2023)
|  | Variable Operating Expenses ($/MWh) |  |  |  | 2023: Cole and Karmakar (2023)
|  | Grid Connection Cost ($/kW) |  |  |  | 2023: N/A

## Comm Battery Storage
Commercial Battery Storage | [11 empty] | https://atb.nrel.gov/electricity/2023/commercial_battery_storage
Inputs
Calculated
Input from other tab
| X | Assumptions
| Technology |  | Base Year: |  |  | 2021
All values are given in 2021 U.S. dollars, see references at the bottom of this worksheet for dollar year conversions where source dollar years don't match 2021.
Commercial Battery Storage
Representative Li-Ion Battery Storage, AC-coupled 600 kW, 2400 kWh storage (4 hours)
Reference: Battery Storage cost values from C. Augustine and N. Blair, “Energy Storage Futures Study Storage Technology Modeling Input Data Report,” NREL/TP-5700-78694. Golden, CO: National Renewable Energy Laboratory. https://www.nrel.gov/docs/fy21osti/78694.pdf.
|  |  | Capital Cost ($/kWh) | Battery Energy Capital Cost ($/kWh) | [31 empty] | Battery Capital Cost Constant ($)
[5 empty] | 2021 | 2022 | 2023 | 2024 | 2025 | 2026 | 2027 | 2028 | 2029 | 2030 | 2031 | 2032 | 2033 | 2034 | 2035 | 2036 | 2037 | 2038 | 2039 | 2040 | 2041 | 2042 | 2043 | 2044 | 2045 | 2046 | 2047 | 2048 | 2049 | 2050 |  |  | 2021 | 2022 | 2023 | 2024 | 2025 | 2026 | 2027 | 2028 | 2029 | 2030 | 2031 | 2032 | 2033 | 2034 | 2035 | 2036 | 2037 | 2038 | 2039 | 2040 | 2041 | 2042 | 2043 | 2044 | 2045 | 2046 | 2047 | 2048 | 2049 | 2050
|  |  |  | Advanced | 234.6229 | 264.3236 | 190.1538 | 179.4796 | 170.3476 | 164.2099 | 158.0723 | 151.9347 | 145.797 | 139.6594 | 137.0331 | 134.4068 | 131.7805 | 129.1541 | 126.5278 | 123.9015 | 121.2752 | 118.6489 | 116.0226 | 113.3963 | 110.77 | 108.1437 | 105.5174 | 102.8911 | 100.2648 | 97.6385 | 95.0122 | 92.3858 | 89.7595 | 87.1332 |  | Advanced | 397856.729 | 215911.2606 | 155326.0932 | 146606.8926 | 139147.4421 | 134133.9476 | 129120.453 | 124106.9585 | 119093.4639 | 114079.9694 | 111934.6853 | 109789.4012 | 107644.1171 | 105498.8329 | 103353.5488 | 101208.2647 | 99062.9806 | 96917.6965 | 94772.4124 | 92627.1283 | 90481.8442 | 88336.5601 | 86191.276 | 84045.9919 | 81900.7078 | 79755.4237 | 77610.1396 | 75464.8554 | 73319.5713 | 71174.2872
|  |  |  | Moderate | 234.6229 | 264.3236 | 241.2616 | 219.1635 | 208.7175 | 197.2817 | 186.8497 | 177.2561 | 168.5876 | 160.6218 | 158.6141 | 156.6063 | 154.5985 | 152.5908 | 150.583 | 148.5752 | 146.5674 | 144.5597 | 142.5519 | 140.5441 | 138.5363 | 136.5286 | 134.5208 | 132.513 | 130.5052 | 128.4975 | 126.4897 | 124.4819 | 122.4742 | 120.4664 |  | Moderate | 397856.729 | 215911.2606 | 203028.735 | 192207.1957 | 184658.529 | 180287.0818 | 175839.5747 | 171643.9905 | 167824.6981 | 163995.3372 | 161945.3955 | 159895.4538 | 157845.5121 | 155795.5703 | 153745.6286 | 151695.6869 | 149645.7452 | 147595.8035 | 145545.8618 | 143495.9201 | 141445.9783 | 139396.0366 | 137346.0949 | 135296.1532 | 133246.2115 | 131196.2698 | 129146.3281 | 127096.3863 | 125046.4446 | 122996.5029
|  |  |  | Conservative | 234.6229 | 264.3236 | 274.1134 | 276.0714 | 272.1554 | 261.9741 | 251.7927 | 241.6114 | 231.43 | 221.2487 | 220.6169 | 219.9851 | 219.3533 | 218.7215 | 218.0897 | 217.4579 | 216.8261 | 216.1943 | 215.5625 | 214.9307 | 214.2989 | 213.6671 | 213.0353 | 212.4035 | 211.7717 | 211.1399 | 210.5081 | 209.8763 | 209.2445 | 208.6127 |  | Conservative | 397856.729 | 215911.2606 | 223907.974 | 225507.3166 | 222308.6313 | 213992.0494 | 205675.4675 | 197358.8856 | 189042.3037 | 180725.7218 | 180209.6415 | 179693.5612 | 179177.4809 | 178661.4005 | 178145.3202 | 177629.2399 | 177113.1596 | 176597.0792 | 176080.9989 | 175564.9186 | 175048.8383 | 174532.758 | 174016.6776 | 173500.5973 | 172984.517 | 172468.4367 | 171952.3563 | 171436.276 | 170920.1957 | 170404.1154
Battery Power Capital Cost ($/kW)
[5 empty] | 2021 | 2022 | 2023 | 2024 | 2025 | 2026 | 2027 | 2028 | 2029 | 2030 | 2031 | 2032 | 2033 | 2034 | 2035 | 2036 | 2037 | 2038 | 2039 | 2040 | 2041 | 2042 | 2043 | 2044 | 2045 | 2046 | 2047 | 2048 | 2049 | 2050
|  |  |  | Advanced | 327.5023 | 957.8767 | 689.0944 | 650.4122 | 617.3189 | 595.0768 | 572.8348 | 550.5927 | 528.3507 | 506.1086 | 496.5912 | 487.0738 | 477.5563 | 468.0389 | 458.5215 | 449.0041 | 439.4867 | 429.9693 | 420.4518 | 410.9344 | 401.417 | 391.8996 | 382.3822 | 372.8648 | 363.3473 | 353.8299 | 344.3125 | 334.7951 | 325.2777 | 315.7602
|  |  |  | Moderate | 327.5023 | 957.8767 | 893.1255 | 837.6016 | 803.0994 | 779.3775 | 755.8768 | 733.8268 | 713.8006 | 694.1035 | 685.4272 | 676.7509 | 668.0746 | 659.3983 | 650.722 | 642.0458 | 633.3695 | 624.6932 | 616.0169 | 607.3406 | 598.6643 | 589.988 | 581.3117 | 572.6354 | 563.9591 | 555.2828 | 546.6065 | 537.9302 | 529.2539 | 520.5776
|  |  |  | Conservative | 327.5023 | 957.8767 | 993.3536 | 1000.449 | 986.2582 | 949.3623 | 912.4663 | 875.5703 | 838.6743 | 801.7783 | 799.4887 | 797.1992 | 794.9096 | 792.6201 | 790.3305 | 788.0409 | 785.7514 | 783.4618 | 781.1723 | 778.8827 | 776.5931 | 774.3036 | 772.014 | 769.7245 | 767.4349 | 765.1454 | 762.8558 | 760.5662 | 758.2767 | 755.9871
Total System Cost ($) = Battery Storage Capacity (kWh) * Battery Energy Cost ($/kWh) + Battery Power Capacity (kW) * Battery Power Cost ($/kW) + Battery Power Constant ($)
|  |  | Technology Classification | Name | 2021: Tech; 2022: Resource; 2023: Scale; 2024: Maturity
|  |  |  | Commercial Battery Storage 1Hr | 2021: Lithium Ion - 1 Hr; 2022: N/A; 2023: Commercial; 2024: Y
|  |  |  | Commercial Battery Storage 2Hr | 2021: Lithium Ion - 2 Hr; 2022: N/A; 2023: Commercial; 2024: Y
|  |  |  | Commercial Battery Storage 4Hr | 2021: Lithium Ion - 4 Hr; 2022: N/A; 2023: Commercial; 2024: Y
|  |  |  | Commercial Battery Storage 6Hr | 2021: Lithium Ion - 6 Hr; 2022: N/A; 2023: Commercial; 2024: Y
|  |  |  | Commercial Battery Storage 8Hr | 2021: Lithium Ion - 8 Hr; 2022: N/A; 2023: Commercial; 2024: Y
Future Projections
All values are given in 2020 U.S. dollars, using the Consumer Price Index (BLS, 2021) for dollar year conversions.
For 30-year life (values in 2020$):
[6 empty] | 2021 | 2022 | 2023 | 2024 | 2025 | 2026 | 2027 | 2028 | 2029 | 2030 | 2031 | 2032 | 2033 | 2034 | 2035 | 2036 | 2037 | 2038 | 2039 | 2040 | 2041 | 2042 | 2043 | 2044 | 2045 | 2046 | 2047 | 2048 | 2049 | 2050
Overnight Capital Cost ($/kW)_Commercial Battery Storage 1Hr_Advanced | Techno-Economic Cost and Performance Parameters |  | Overnight Capital Cost ($/kW) | Commercial Battery Storage 1Hr | Advanced | 1225.2198 | 1582.0524 | 1138.1251 | 1074.2367 | 1019.5788 | 982.8433 | 946.1078 | 909.3723 | 872.6368 | 835.9013 | 820.1821 | 804.4629 | 788.7437 | 773.0245 | 757.3053 | 741.5861 | 725.8669 | 710.1477 | 694.4285 | 678.7093 | 662.9901 | 647.2709 | 631.5517 | 615.8325 | 600.1133 | 584.3941 | 568.6749 | 552.9557 | 537.2365 | 521.5173
Overnight Capital Cost ($/kW)_Commercial Battery Storage 1Hr_Moderate |  |  |  | Commercial Battery Storage 1Hr | Moderate | 1225.2198 | 1582.0524 | 1472.7684 | 1377.1104 | 1319.5811 | 1277.1377 | 1235.7925 | 1197.1562 | 1162.0961 | 1128.0509 | 1113.9503 | 1099.8497 | 1085.749 | 1071.6484 | 1057.5477 | 1043.4471 | 1029.3465 | 1015.2458 | 1001.1452 | 987.0446 | 972.9439 | 958.8433 | 944.7426 | 930.642 | 916.5414 | 902.4407 | 888.3401 | 874.2395 | 860.1388 | 846.0382
Overnight Capital Cost ($/kW)_Commercial Battery Storage 1Hr_Conservative |  |  |  | Commercial Battery Storage 1Hr | Conservative | 1225.2198 | 1582.0524 | 1640.647 | 1652.3659 | 1628.9281 | 1567.9898 | 1507.0514 | 1446.1131 | 1385.1748 | 1324.2365 | 1320.455 | 1316.6735 | 1312.892 | 1309.1105 | 1305.329 | 1301.5476 | 1297.7661 | 1293.9846 | 1290.2031 | 1286.4216 | 1282.6401 | 1278.8586 | 1275.0771 | 1271.2956 | 1267.5142 | 1263.7327 | 1259.9512 | 1256.1697 | 1252.3882 | 1248.6067
Overnight Capital Cost ($/kW)_Commercial Battery Storage 2Hr_Advanced |  |  |  | Commercial Battery Storage 2Hr | Advanced | 1459.8427 | 1846.3761 | 1328.279 | 1253.7163 | 1189.9264 | 1147.0532 | 1104.1801 | 1061.3069 | 1018.4338 | 975.5606 | 957.2151 | 938.8696 | 920.5241 | 902.1786 | 883.8331 | 865.4876 | 847.1421 | 828.7966 | 810.4511 | 792.1056 | 773.7601 | 755.4146 | 737.0691 | 718.7236 | 700.378 | 682.0325 | 663.687 | 645.3415 | 626.996 | 608.6505
Overnight Capital Cost ($/kW)_Commercial Battery Storage 2Hr_Moderate |  |  |  | Commercial Battery Storage 2Hr | Moderate | 1459.8427 | 1846.3761 | 1714.03 | 1596.2739 | 1528.2986 | 1474.4194 | 1422.6422 | 1374.4124 | 1330.6836 | 1288.6728 | 1272.5644 | 1256.4559 | 1240.3475 | 1224.2391 | 1208.1307 | 1192.0223 | 1175.9139 | 1159.8055 | 1143.6971 | 1127.5887 | 1111.4803 | 1095.3719 | 1079.2634 | 1063.155 | 1047.0466 | 1030.9382 | 1014.8298 | 998.7214 | 982.613 | 966.5046
Overnight Capital Cost ($/kW)_Commercial Battery Storage 2Hr_Conservative |  |  |  | Commercial Battery Storage 2Hr | Conservative | 1459.8427 | 1846.3761 | 1914.7604 | 1928.4372 | 1901.0835 | 1829.9638 | 1758.8442 | 1687.7245 | 1616.6048 | 1545.4852 | 1541.0719 | 1536.6586 | 1532.2453 | 1527.832 | 1523.4187 | 1519.0054 | 1514.5922 | 1510.1789 | 1505.7656 | 1501.3523 | 1496.939 | 1492.5257 | 1488.1124 | 1483.6991 | 1479.2859 | 1474.8726 | 1470.4593 | 1466.046 | 1461.6327 | 1457.2194
Overnight Capital Cost ($/kW)_Commercial Battery Storage 4Hr_Advanced |  |  |  | Commercial Battery Storage 4Hr | Advanced | 1929.0886 | 2375.0233 | 1708.5866 | 1612.6755 | 1530.6215 | 1475.4731 | 1420.3247 | 1365.1762 | 1310.0278 | 1254.8794 | 1231.2813 | 1207.6831 | 1184.085 | 1160.4869 | 1136.8888 | 1113.2907 | 1089.6925 | 1066.0944 | 1042.4963 | 1018.8982 | 995.3001 | 971.7019 | 948.1038 | 924.5057 | 900.9076 | 877.3095 | 853.7113 | 830.1132 | 806.5151 | 782.917
Overnight Capital Cost ($/kW)_Commercial Battery Storage 4Hr_Moderate |  |  |  | Commercial Battery Storage 4Hr | Moderate | 1929.0886 | 2375.0233 | 2196.5533 | 2034.6009 | 1945.7335 | 1868.9829 | 1796.3417 | 1728.9246 | 1667.8588 | 1609.9165 | 1589.7925 | 1569.6685 | 1549.5446 | 1529.4206 | 1509.2967 | 1489.1727 | 1469.0488 | 1448.9248 | 1428.8009 | 1408.6769 | 1388.5529 | 1368.429 | 1348.305 | 1328.1811 | 1308.0571 | 1287.9332 | 1267.8092 | 1247.6853 | 1227.5613 | 1207.4373
Overnight Capital Cost ($/kW)_Commercial Battery Storage 4Hr_Conservative |  |  |  | Commercial Battery Storage 4Hr | Conservative | 1929.0886 | 2375.0233 | 2462.9872 | 2480.5799 | 2445.3944 | 2353.912 | 2262.4296 | 2170.9473 | 2079.4649 | 1987.9825 | 1982.3056 | 1976.6287 | 1970.9519 | 1965.275 | 1959.5981 | 1953.9212 | 1948.2443 | 1942.5674 | 1936.8906 | 1931.2137 | 1925.5368 | 1919.8599 | 1914.183 | 1908.5062 | 1902.8293 | 1897.1524 | 1891.4755 | 1885.7986 | 1880.1217 | 1874.4449
Overnight Capital Cost ($/kW)_Commercial Battery Storage 6Hr_Advanced |  |  |  | Commercial Battery Storage 6Hr | Advanced | 2398.3344 | 2903.6706 | 2088.8943 | 1971.6347 | 1871.3167 | 1803.893 | 1736.4692 | 1669.0455 | 1601.6218 | 1534.1981 | 1505.3474 | 1476.4967 | 1447.6459 | 1418.7952 | 1389.9445 | 1361.0937 | 1332.243 | 1303.3923 | 1274.5415 | 1245.6908 | 1216.8401 | 1187.9893 | 1159.1386 | 1130.2879 | 1101.4371 | 1072.5864 | 1043.7357 | 1014.8849 | 986.0342 | 957.1835
Overnight Capital Cost ($/kW)_Commercial Battery Storage 6Hr_Moderate |  |  |  | Commercial Battery Storage 6Hr | Moderate | 2398.3344 | 2903.6706 | 2679.0766 | 2472.9278 | 2363.1684 | 2263.5464 | 2170.0411 | 2083.4369 | 2005.034 | 1931.1601 | 1907.0206 | 1882.8811 | 1858.7416 | 1834.6021 | 1810.4626 | 1786.3231 | 1762.1836 | 1738.0441 | 1713.9046 | 1689.7651 | 1665.6256 | 1641.4861 | 1617.3466 | 1593.2071 | 1569.0676 | 1544.9281 | 1520.7886 | 1496.6491 | 1472.5096 | 1448.3701
Overnight Capital Cost ($/kW)_Commercial Battery Storage 6Hr_Conservative |  |  |  | Commercial Battery Storage 6Hr | Conservative | 2398.3344 | 2903.6706 | 3011.214 | 3032.7226 | 2989.7053 | 2877.8602 | 2766.0151 | 2654.17 | 2542.3249 | 2430.4798 | 2423.5394 | 2416.5989 | 2409.6584 | 2402.7179 | 2395.7775 | 2388.837 | 2381.8965 | 2374.956 | 2368.0155 | 2361.0751 | 2354.1346 | 2347.1941 | 2340.2536 | 2333.3132 | 2326.3727 | 2319.4322 | 2312.4917 | 2305.5512 | 2298.6108 | 2291.6703
Overnight Capital Cost ($/kW)_Commercial Battery Storage 8Hr_Advanced |  |  |  | Commercial Battery Storage 8Hr | Advanced | 2867.5803 | 3432.3179 | 2469.202 | 2330.5939 | 2212.0118 | 2132.3128 | 2052.6138 | 1972.9148 | 1893.2159 | 1813.5169 | 1779.4135 | 1745.3102 | 1711.2068 | 1677.1035 | 1643.0001 | 1608.8968 | 1574.7935 | 1540.6901 | 1506.5868 | 1472.4834 | 1438.3801 | 1404.2767 | 1370.1734 | 1336.07 | 1301.9667 | 1267.8633 | 1233.76 | 1199.6566 | 1165.5533 | 1131.4499
Overnight Capital Cost ($/kW)_Commercial Battery Storage 8Hr_Moderate |  |  |  | Commercial Battery Storage 8Hr | Moderate | 2867.5803 | 3432.3179 | 3161.5999 | 2911.2548 | 2780.6033 | 2658.1099 | 2543.7406 | 2437.9492 | 2342.2092 | 2252.4038 | 2224.2488 | 2196.0937 | 2167.9387 | 2139.7836 | 2111.6286 | 2083.4735 | 2055.3185 | 2027.1635 | 1999.0084 | 1970.8534 | 1942.6983 | 1914.5433 | 1886.3882 | 1858.2332 | 1830.0781 | 1801.9231 | 1773.768 | 1745.613 | 1717.4579 | 1689.3029
Overnight Capital Cost ($/kW)_Commercial Battery Storage 8Hr_Conservative |  |  |  | Commercial Battery Storage 8Hr | Conservative | 2867.5803 | 3432.3179 | 3559.4408 | 3584.8653 | 3534.0162 | 3401.8084 | 3269.6006 | 3137.3928 | 3005.185 | 2872.9772 | 2864.7731 | 2856.569 | 2848.365 | 2840.1609 | 2831.9568 | 2823.7527 | 2815.5487 | 2807.3446 | 2799.1405 | 2790.9365 | 2782.7324 | 2774.5283 | 2766.3242 | 2758.1202 | 2749.9161 | 2741.712 | 2733.5079 | 2725.3039 | 2717.0998 | 2708.8957
[6 empty] | 2021 | 2022 | 2023 | 2024 | 2025 | 2026 | 2027 | 2028 | 2029 | 2030 | 2031 | 2032 | 2033 | 2034 | 2035 | 2036 | 2037 | 2038 | 2039 | 2040 | 2041 | 2042 | 2043 | 2044 | 2045 | 2046 | 2047 | 2048 | 2049 | 2050
|  |  | Total Installed Cost ($) | Commercial Battery Storage 1Hr | Advanced | 735131.8503 | 949231.4672 | 682875.0614 | 644542.0002 | 611747.2996 | 589705.9907 | 567664.6818 | 545623.373 | 523582.0641 | 501540.7552 | 492109.2361 | 482677.717 | 473246.1979 | 463814.6788 | 454383.1597 | 444951.6406 | 435520.1215 | 426088.6023 | 416657.0832 | 407225.5641 | 397794.045 | 388362.5259 | 378931.0068 | 369499.4877 | 360067.9686 | 350636.4495 | 341204.9304 | 331773.4112 | 322341.8921 | 312910.373
|  |  |  | Commercial Battery Storage 1Hr | Moderate | 735131.8503 | 949231.4672 | 883661.0248 | 826266.2695 | 791748.6679 | 766282.6185 | 741475.4933 | 718293.7365 | 697257.6313 | 676830.5546 | 668370.1727 | 659909.7908 | 651449.4088 | 642989.0269 | 634528.645 | 626068.263 | 617607.8811 | 609147.4992 | 600687.1172 | 592226.7353 | 583766.3534 | 575305.9714 | 566845.5895 | 558385.2076 | 549924.8256 | 541464.4437 | 533004.0618 | 524543.6798 | 516083.2979 | 507622.916
|  |  |  | Commercial Battery Storage 1Hr | Conservative | 735131.8503 | 949231.4672 | 984388.1882 | 991419.5324 | 977356.844 | 940793.8541 | 904230.8643 | 867667.8744 | 831104.8846 | 794541.8947 | 792273.0011 | 790004.1075 | 787735.2139 | 785466.3202 | 783197.4266 | 780928.533 | 778659.6394 | 776390.7457 | 774121.8521 | 771852.9585 | 769584.0649 | 767315.1712 | 765046.2776 | 762777.384 | 760508.4904 | 758239.5968 | 755970.7031 | 753701.8095 | 751432.9159 | 749164.0223
|  |  |  | Commercial Battery Storage 2Hr | Advanced | 875905.6129 | 1107825.6471 | 796967.3709 | 752229.7597 | 713955.8384 | 688231.9469 | 662508.0554 | 636784.1639 | 611060.2725 | 585336.381 | 574329.0776 | 563321.7742 | 552314.4707 | 541307.1673 | 530299.8639 | 519292.5605 | 508285.2571 | 497277.9537 | 486270.6503 | 475263.3469 | 464256.0435 | 453248.7401 | 442241.4367 | 431234.1333 | 420226.8299 | 409219.5265 | 398212.2231 | 387204.9197 | 376197.6163 | 365190.3129
|  |  |  | Commercial Battery Storage 2Hr | Moderate | 875905.6129 | 1107825.6471 | 1028418.0096 | 957764.3563 | 916979.1393 | 884651.6607 | 853585.3323 | 824647.4174 | 798410.1889 | 773203.6615 | 763538.6157 | 753873.5699 | 744208.5242 | 734543.4784 | 724878.4326 | 715213.3869 | 705548.3411 | 695883.2953 | 686218.2496 | 676553.2038 | 666888.158 | 657223.1123 | 647558.0665 | 637893.0207 | 628227.975 | 618562.9292 | 608897.8834 | 599232.8376 | 589567.7919 | 579902.7461
|  |  |  | Commercial Battery Storage 2Hr | Conservative | 875905.6129 | 1107825.6471 | 1148856.2266 | 1157062.3425 | 1140650.1107 | 1097978.308 | 1055306.5053 | 1012634.7026 | 969962.8999 | 927291.0972 | 924643.125 | 921995.1528 | 919347.1805 | 916699.2083 | 914051.2361 | 911403.2639 | 908755.2917 | 906107.3195 | 903459.3473 | 900811.3751 | 898163.4029 | 895515.4306 | 892867.4584 | 890219.4862 | 887571.514 | 884923.5418 | 882275.5696 | 879627.5974 | 876979.6252 | 874331.653
|  |  |  | Commercial Battery Storage 4Hr | Advanced | 1157453.1381 | 1425014.0069 | 1025151.9899 | 967605.2786 | 918372.9161 | 885283.8594 | 852194.8026 | 819105.7459 | 786016.6892 | 752927.6325 | 738768.7605 | 724609.8885 | 710451.0165 | 696292.1445 | 682133.2725 | 667974.4005 | 653815.5285 | 639656.6565 | 625497.7845 | 611338.9125 | 597180.0405 | 583021.1685 | 568862.2965 | 554703.4245 | 540544.5525 | 526385.6805 | 512226.8085 | 498067.9365 | 483909.0645 | 469750.1925
|  |  |  | Commercial Battery Storage 4Hr | Moderate | 1157453.1381 | 1425014.0069 | 1317931.9793 | 1220760.53 | 1167440.082 | 1121389.745 | 1077805.0104 | 1037354.7793 | 1000715.3041 | 965949.8752 | 953875.5017 | 941801.1283 | 929726.7549 | 917652.3814 | 905578.008 | 893503.6345 | 881429.2611 | 869354.8877 | 857280.5142 | 845206.1408 | 833131.7673 | 821057.3939 | 808983.0205 | 796908.647 | 784834.2736 | 772759.9001 | 760685.5267 | 748611.1533 | 736536.7798 | 724462.4064
|  |  |  | Commercial Battery Storage 4Hr | Conservative | 1157453.1381 | 1425014.0069 | 1477792.3034 | 1488347.9628 | 1467236.6441 | 1412347.2157 | 1357457.7873 | 1302568.3589 | 1247678.9305 | 1192789.5021 | 1189383.3727 | 1185977.2433 | 1182571.1139 | 1179164.9845 | 1175758.8551 | 1172352.7258 | 1168946.5964 | 1165540.467 | 1162134.3376 | 1158728.2082 | 1155322.0788 | 1151915.9494 | 1148509.82 | 1145103.6907 | 1141697.5613 | 1138291.4319 | 1134885.3025 | 1131479.1731 | 1128073.0437 | 1124666.9143
|  |  |  | Commercial Battery Storage 6Hr | Advanced | 1439000.6634 | 1742202.3667 | 1253336.6089 | 1182980.7976 | 1122789.9938 | 1082335.7718 | 1041881.5499 | 1001427.3279 | 960973.1059 | 920518.8839 | 903208.4434 | 885898.0028 | 868587.5622 | 851277.1216 | 833966.681 | 816656.2404 | 799345.7998 | 782035.3592 | 764724.9187 | 747414.4781 | 730104.0375 | 712793.5969 | 695483.1563 | 678172.7157 | 660862.2751 | 643551.8346 | 626241.394 | 608930.9534 | 591620.5128 | 574310.0722
|  |  |  | Commercial Battery Storage 6Hr | Moderate | 1439000.6634 | 1742202.3667 | 1607445.949 | 1483756.7036 | 1417901.0248 | 1358127.8293 | 1302024.6885 | 1250062.1411 | 1203020.4194 | 1158696.0889 | 1144212.3878 | 1129728.6867 | 1115244.9856 | 1100761.2844 | 1086277.5833 | 1071793.8822 | 1057310.1811 | 1042826.48 | 1028342.7789 | 1013859.0778 | 999375.3767 | 984891.6756 | 970407.9744 | 955924.2733 | 941440.5722 | 926956.8711 | 912473.17 | 897989.4689 | 883505.7678 | 869022.0667
|  |  |  | Commercial Battery Storage 6Hr | Conservative | 1439000.6634 | 1742202.3667 | 1806728.3803 | 1819633.583 | 1793823.1776 | 1726716.1235 | 1659609.0693 | 1592502.0152 | 1525394.9611 | 1458287.907 | 1454123.6204 | 1449959.3338 | 1445795.0473 | 1441630.7607 | 1437466.4742 | 1433302.1876 | 1429137.901 | 1424973.6145 | 1420809.3279 | 1416645.0413 | 1412480.7548 | 1408316.4682 | 1404152.1817 | 1399987.8951 | 1395823.6085 | 1391659.322 | 1387495.0354 | 1383330.7489 | 1379166.4623 | 1375002.1757
|  |  |  | Commercial Battery Storage 8Hr | Advanced | 1720548.1886 | 2059390.7265 | 1481521.2279 | 1398356.3166 | 1327207.0715 | 1279387.6843 | 1231568.2971 | 1183748.9099 | 1135929.5226 | 1088110.1354 | 1067648.1262 | 1047186.1171 | 1026724.1079 | 1006262.0987 | 985800.0895 | 965338.0804 | 944876.0712 | 924414.062 | 903952.0528 | 883490.0437 | 863028.0345 | 842566.0253 | 822104.0161 | 801642.007 | 781179.9978 | 760717.9886 | 740255.9794 | 719793.9702 | 699331.9611 | 678869.9519
|  |  |  | Commercial Battery Storage 8Hr | Moderate | 1720548.1886 | 2059390.7265 | 1896959.9186 | 1746752.8773 | 1668361.9676 | 1594865.9137 | 1526244.3666 | 1462769.503 | 1405325.5346 | 1351442.3026 | 1334549.2738 | 1317656.245 | 1300763.2162 | 1283870.1875 | 1266977.1587 | 1250084.1299 | 1233191.1011 | 1216298.0723 | 1199405.0436 | 1182512.0148 | 1165618.986 | 1148725.9572 | 1131832.9284 | 1114939.8996 | 1098046.8709 | 1081153.8421 | 1064260.8133 | 1047367.7845 | 1030474.7557 | 1013581.7269
|  |  |  | Commercial Battery Storage 8Hr | Conservative | 1720548.1886 | 2059390.7265 | 2135664.4572 | 2150919.2033 | 2120409.711 | 2041085.0312 | 1961760.3514 | 1882435.6715 | 1803110.9917 | 1723786.3118 | 1718863.8681 | 1713941.4244 | 1709018.9806 | 1704096.5369 | 1699174.0932 | 1694251.6494 | 1689329.2057 | 1684406.762 | 1679484.3182 | 1674561.8745 | 1669639.4308 | 1664716.987 | 1659794.5433 | 1654872.0995 | 1649949.6558 | 1645027.2121 | 1640104.7683 | 1635182.3246 | 1630259.8809 | 1625337.4371
[6 empty] | 2021 | 2022 | 2023 | 2024 | 2025 | 2026 | 2027 | 2028 | 2029 | 2030 | 2031 | 2032 | 2033 | 2034 | 2035 | 2036 | 2037 | 2038 | 2039 | 2040 | 2041 | 2042 | 2043 | 2044 | 2045 | 2046 | 2047 | 2048 | 2049 | 2050
Fixed Operation and Maintenance Expenses ($/kW-yr)_Commercial Battery Storage 1Hr_Advanced |  |  | Fixed Operation and Maintenance Expenses ($/kW-yr) | Commercial Battery Storage 1Hr | Advanced | 30.6305 | 39.5513 | 28.4531 | 26.8559 | 25.4895 | 24.5711 | 23.6527 | 22.7343 | 21.8159 | 20.8975 | 20.5046 | 20.1116 | 19.7186 | 19.3256 | 18.9326 | 18.5397 | 18.1467 | 17.7537 | 17.3607 | 16.9677 | 16.5748 | 16.1818 | 15.7888 | 15.3958 | 15.0028 | 14.6099 | 14.2169 | 13.8239 | 13.4309 | 13.0379
Fixed Operation and Maintenance Expenses ($/kW-yr)_Commercial Battery Storage 1Hr_Moderate |  |  |  | Commercial Battery Storage 1Hr | Moderate | 30.6305 | 39.5513 | 36.8192 | 34.4278 | 32.9895 | 31.9284 | 30.8948 | 29.9289 | 29.0524 | 28.2013 | 27.8488 | 27.4962 | 27.1437 | 26.7912 | 26.4387 | 26.0862 | 25.7337 | 25.3811 | 25.0286 | 24.6761 | 24.3236 | 23.9711 | 23.6186 | 23.2661 | 22.9135 | 22.561 | 22.2085 | 21.856 | 21.5035 | 21.151
Fixed Operation and Maintenance Expenses ($/kW-yr)_Commercial Battery Storage 1Hr_Conservative |  |  |  | Commercial Battery Storage 1Hr | Conservative | 30.6305 | 39.5513 | 41.0162 | 41.3091 | 40.7232 | 39.1997 | 37.6763 | 36.1528 | 34.6294 | 33.1059 | 33.0114 | 32.9168 | 32.8223 | 32.7278 | 32.6332 | 32.5387 | 32.4442 | 32.3496 | 32.2551 | 32.1605 | 32.066 | 31.9715 | 31.8769 | 31.7824 | 31.6879 | 31.5933 | 31.4988 | 31.4042 | 31.3097 | 31.2152
Fixed Operation and Maintenance Expenses ($/kW-yr)_Commercial Battery Storage 2Hr_Advanced |  |  |  | Commercial Battery Storage 2Hr | Advanced | 36.4961 | 46.1594 | 33.207 | 31.3429 | 29.7482 | 28.6763 | 27.6045 | 26.5327 | 25.4608 | 24.389 | 23.9304 | 23.4717 | 23.0131 | 22.5545 | 22.0958 | 21.6372 | 21.1786 | 20.7199 | 20.2613 | 19.8026 | 19.344 | 18.8854 | 18.4267 | 17.9681 | 17.5095 | 17.0508 | 16.5922 | 16.1335 | 15.6749 | 15.2163
Fixed Operation and Maintenance Expenses ($/kW-yr)_Commercial Battery Storage 2Hr_Moderate |  |  |  | Commercial Battery Storage 2Hr | Moderate | 36.4961 | 46.1594 | 42.8508 | 39.9068 | 38.2075 | 36.8605 | 35.5661 | 34.3603 | 33.2671 | 32.2168 | 31.8141 | 31.4114 | 31.0087 | 30.606 | 30.2033 | 29.8006 | 29.3978 | 28.9951 | 28.5924 | 28.1897 | 27.787 | 27.3843 | 26.9816 | 26.5789 | 26.1762 | 25.7735 | 25.3707 | 24.968 | 24.5653 | 24.1626
Fixed Operation and Maintenance Expenses ($/kW-yr)_Commercial Battery Storage 2Hr_Conservative |  |  |  | Commercial Battery Storage 2Hr | Conservative | 36.4961 | 46.1594 | 47.869 | 48.2109 | 47.5271 | 45.7491 | 43.9711 | 42.1931 | 40.4151 | 38.6371 | 38.5268 | 38.4165 | 38.3061 | 38.1958 | 38.0855 | 37.9751 | 37.8648 | 37.7545 | 37.6441 | 37.5338 | 37.4235 | 37.3131 | 37.2028 | 37.0925 | 36.9821 | 36.8718 | 36.7615 | 36.6511 | 36.5408 | 36.4305
Fixed Operation and Maintenance Expenses ($/kW-yr)_Commercial Battery Storage 4Hr_Advanced |  |  |  | Commercial Battery Storage 4Hr | Advanced | 48.2272 | 59.3756 | 42.7147 | 40.3169 | 38.2655 | 36.8868 | 35.5081 | 34.1294 | 32.7507 | 31.372 | 30.782 | 30.1921 | 29.6021 | 29.0122 | 28.4222 | 27.8323 | 27.2423 | 26.6524 | 26.0624 | 25.4725 | 24.8825 | 24.2925 | 23.7026 | 23.1126 | 22.5227 | 21.9327 | 21.3428 | 20.7528 | 20.1629 | 19.5729
Fixed Operation and Maintenance Expenses ($/kW-yr)_Commercial Battery Storage 4Hr_Moderate |  |  |  | Commercial Battery Storage 4Hr | Moderate | 48.2272 | 59.3756 | 54.9138 | 50.865 | 48.6433 | 46.7246 | 44.9085 | 43.2231 | 41.6965 | 40.2479 | 39.7448 | 39.2417 | 38.7386 | 38.2355 | 37.7324 | 37.2293 | 36.7262 | 36.2231 | 35.72 | 35.2169 | 34.7138 | 34.2107 | 33.7076 | 33.2045 | 32.7014 | 32.1983 | 31.6952 | 31.1921 | 30.689 | 30.1859
Fixed Operation and Maintenance Expenses ($/kW-yr)_Commercial Battery Storage 4Hr_Conservative |  |  |  | Commercial Battery Storage 4Hr | Conservative | 48.2272 | 59.3756 | 61.5747 | 62.0145 | 61.1349 | 58.8478 | 56.5607 | 54.2737 | 51.9866 | 49.6996 | 49.5576 | 49.4157 | 49.2738 | 49.1319 | 48.99 | 48.848 | 48.7061 | 48.5642 | 48.4223 | 48.2803 | 48.1384 | 47.9965 | 47.8546 | 47.7127 | 47.5707 | 47.4288 | 47.2869 | 47.145 | 47.003 | 46.8611
Fixed Operation and Maintenance Expenses ($/kW-yr)_Commercial Battery Storage 6Hr_Advanced |  |  |  | Commercial Battery Storage 6Hr | Advanced | 59.9584 | 72.5918 | 52.2224 | 49.2909 | 46.7829 | 45.0973 | 43.4117 | 41.7261 | 40.0405 | 38.355 | 37.6337 | 36.9124 | 36.1911 | 35.4699 | 34.7486 | 34.0273 | 33.3061 | 32.5848 | 31.8635 | 31.1423 | 30.421 | 29.6997 | 28.9785 | 28.2572 | 27.5359 | 26.8147 | 26.0934 | 25.3721 | 24.6509 | 23.9296
Fixed Operation and Maintenance Expenses ($/kW-yr)_Commercial Battery Storage 6Hr_Moderate |  |  |  | Commercial Battery Storage 6Hr | Moderate | 59.9584 | 72.5918 | 66.9769 | 61.8232 | 59.0792 | 56.5887 | 54.251 | 52.0859 | 50.1259 | 48.279 | 47.6755 | 47.072 | 46.4685 | 45.8651 | 45.2616 | 44.6581 | 44.0546 | 43.4511 | 42.8476 | 42.2441 | 41.6406 | 41.0372 | 40.4337 | 39.8302 | 39.2267 | 38.6232 | 38.0197 | 37.4162 | 36.8127 | 36.2093
Fixed Operation and Maintenance Expenses ($/kW-yr)_Commercial Battery Storage 6Hr_Conservative |  |  |  | Commercial Battery Storage 6Hr | Conservative | 59.9584 | 72.5918 | 75.2803 | 75.8181 | 74.7426 | 71.9465 | 69.1504 | 66.3543 | 63.5581 | 60.762 | 60.5885 | 60.415 | 60.2415 | 60.0679 | 59.8944 | 59.7209 | 59.5474 | 59.3739 | 59.2004 | 59.0269 | 58.8534 | 58.6799 | 58.5063 | 58.3328 | 58.1593 | 57.9858 | 57.8123 | 57.6388 | 57.4653 | 57.2918
Fixed Operation and Maintenance Expenses ($/kW-yr)_Commercial Battery Storage 8Hr_Advanced |  |  |  | Commercial Battery Storage 8Hr | Advanced | 71.6895 | 85.8079 | 61.7301 | 58.2648 | 55.3003 | 53.3078 | 51.3153 | 49.3229 | 47.3304 | 45.3379 | 44.4853 | 43.6328 | 42.7802 | 41.9276 | 41.075 | 40.2224 | 39.3698 | 38.5173 | 37.6647 | 36.8121 | 35.9595 | 35.1069 | 34.2543 | 33.4018 | 32.5492 | 31.6966 | 30.844 | 29.9914 | 29.1388 | 28.2862
Fixed Operation and Maintenance Expenses ($/kW-yr)_Commercial Battery Storage 8Hr_Moderate |  |  |  | Commercial Battery Storage 8Hr | Moderate | 71.6895 | 85.8079 | 79.04 | 72.7814 | 69.5151 | 66.4527 | 63.5935 | 60.9487 | 58.5552 | 56.3101 | 55.6062 | 54.9023 | 54.1985 | 53.4946 | 52.7907 | 52.0868 | 51.383 | 50.6791 | 49.9752 | 49.2713 | 48.5675 | 47.8636 | 47.1597 | 46.4558 | 45.752 | 45.0481 | 44.3442 | 43.6403 | 42.9364 | 42.2326
Fixed Operation and Maintenance Expenses ($/kW-yr)_Commercial Battery Storage 8Hr_Conservative |  |  |  | Commercial Battery Storage 8Hr | Conservative | 71.6895 | 85.8079 | 88.986 | 89.6216 | 88.3504 | 85.0452 | 81.74 | 78.4348 | 75.1296 | 71.8244 | 71.6193 | 71.4142 | 71.2091 | 71.004 | 70.7989 | 70.5938 | 70.3887 | 70.1836 | 69.9785 | 69.7734 | 69.5683 | 69.3632 | 69.1581 | 68.953 | 68.7479 | 68.5428 | 68.3377 | 68.1326 | 67.9275 | 67.7224
[6 empty] | 2021 | 2022 | 2023 | 2024 | 2025 | 2026 | 2027 | 2028 | 2029 | 2030 | 2031 | 2032 | 2033 | 2034 | 2035 | 2036 | 2037 | 2038 | 2039 | 2040 | 2041 | 2042 | 2043 | 2044 | 2045 | 2046 | 2047 | 2048 | 2049 | 2050
|  |  | Variable Operation and Maintenance Expenses ($/MWh) | Commercial Battery Storage 1Hr | Advanced | 0 | 0 | 0 | 0 | 0 | 0 | 0 | 0 | 0 | 0 | 0 | 0 | 0 | 0 | 0 | 0 | 0 | 0 | 0 | 0 | 0 | 0 | 0 | 0 | 0 | 0 | 0 | 0 | 0 | 0
|  |  |  | Commercial Battery Storage 1Hr | Moderate | 0 | 0 | 0 | 0 | 0 | 0 | 0 | 0 | 0 | 0 | 0 | 0 | 0 | 0 | 0 | 0 | 0 | 0 | 0 | 0 | 0 | 0 | 0 | 0 | 0 | 0 | 0 | 0 | 0 | 0
|  |  |  | Commercial Battery Storage 1Hr | Conservative | 0 | 0 | 0 | 0 | 0 | 0 | 0 | 0 | 0 | 0 | 0 | 0 | 0 | 0 | 0 | 0 | 0 | 0 | 0 | 0 | 0 | 0 | 0 | 0 | 0 | 0 | 0 | 0 | 0 | 0
|  |  |  | Commercial Battery Storage 2Hr | Advanced | 0 | 0 | 0 | 0 | 0 | 0 | 0 | 0 | 0 | 0 | 0 | 0 | 0 | 0 | 0 | 0 | 0 | 0 | 0 | 0 | 0 | 0 | 0 | 0 | 0 | 0 | 0 | 0 | 0 | 0
|  |  |  | Commercial Battery Storage 2Hr | Moderate | 0 | 0 | 0 | 0 | 0 | 0 | 0 | 0 | 0 | 0 | 0 | 0 | 0 | 0 | 0 | 0 | 0 | 0 | 0 | 0 | 0 | 0 | 0 | 0 | 0 | 0 | 0 | 0 | 0 | 0
|  |  |  | Commercial Battery Storage 2Hr | Conservative | 0 | 0 | 0 | 0 | 0 | 0 | 0 | 0 | 0 | 0 | 0 | 0 | 0 | 0 | 0 | 0 | 0 | 0 | 0 | 0 | 0 | 0 | 0 | 0 | 0 | 0 | 0 | 0 | 0 | 0
|  |  |  | Commercial Battery Storage 4Hr | Advanced | 0 | 0 | 0 | 0 | 0 | 0 | 0 | 0 | 0 | 0 | 0 | 0 | 0 | 0 | 0 | 0 | 0 | 0 | 0 | 0 | 0 | 0 | 0 | 0 | 0 | 0 | 0 | 0 | 0 | 0
|  |  |  | Commercial Battery Storage 4Hr | Moderate | 0 | 0 | 0 | 0 | 0 | 0 | 0 | 0 | 0 | 0 | 0 | 0 | 0 | 0 | 0 | 0 | 0 | 0 | 0 | 0 | 0 | 0 | 0 | 0 | 0 | 0 | 0 | 0 | 0 | 0
|  |  |  | Commercial Battery Storage 4Hr | Conservative | 0 | 0 | 0 | 0 | 0 | 0 | 0 | 0 | 0 | 0 | 0 | 0 | 0 | 0 | 0 | 0 | 0 | 0 | 0 | 0 | 0 | 0 | 0 | 0 | 0 | 0 | 0 | 0 | 0 | 0
|  |  |  | Commercial Battery Storage 6Hr | Advanced | 0 | 0 | 0 | 0 | 0 | 0 | 0 | 0 | 0 | 0 | 0 | 0 | 0 | 0 | 0 | 0 | 0 | 0 | 0 | 0 | 0 | 0 | 0 | 0 | 0 | 0 | 0 | 0 | 0 | 0
|  |  |  | Commercial Battery Storage 6Hr | Moderate | 0 | 0 | 0 | 0 | 0 | 0 | 0 | 0 | 0 | 0 | 0 | 0 | 0 | 0 | 0 | 0 | 0 | 0 | 0 | 0 | 0 | 0 | 0 | 0 | 0 | 0 | 0 | 0 | 0 | 0
|  |  |  | Commercial Battery Storage 6Hr | Conservative | 0 | 0 | 0 | 0 | 0 | 0 | 0 | 0 | 0 | 0 | 0 | 0 | 0 | 0 | 0 | 0 | 0 | 0 | 0 | 0 | 0 | 0 | 0 | 0 | 0 | 0 | 0 | 0 | 0 | 0
|  |  |  | Commercial Battery Storage 8Hr | Advanced | 0 | 0 | 0 | 0 | 0 | 0 | 0 | 0 | 0 | 0 | 0 | 0 | 0 | 0 | 0 | 0 | 0 | 0 | 0 | 0 | 0 | 0 | 0 | 0 | 0 | 0 | 0 | 0 | 0 | 0
|  |  |  | Commercial Battery Storage 8Hr | Moderate | 0 | 0 | 0 | 0 | 0 | 0 | 0 | 0 | 0 | 0 | 0 | 0 | 0 | 0 | 0 | 0 | 0 | 0 | 0 | 0 | 0 | 0 | 0 | 0 | 0 | 0 | 0 | 0 | 0 | 0
|  |  |  | Commercial Battery Storage 8Hr | Conservative | 0 | 0 | 0 | 0 | 0 | 0 | 0 | 0 | 0 | 0 | 0 | 0 | 0 | 0 | 0 | 0 | 0 | 0 | 0 | 0 | 0 | 0 | 0 | 0 | 0 | 0 | 0 | 0 | 0 | 0
[6 empty] | 2021 | 2022 | 2023 | 2024 | 2025 | 2026 | 2027 | 2028 | 2029 | 2030 | 2031 | 2032 | 2033 | 2034 | 2035 | 2036 | 2037 | 2038 | 2039 | 2040 | 2041 | 2042 | 2043 | 2044 | 2045 | 2046 | 2047 | 2048 | 2049 | 2050
|  |  | Round-Trip Efficiency | Commercial Battery Storage 1Hr | Advanced | 85% | 85% | 85% | 85% | 85% | 85% | 85% | 85% | 85% | 85% | 85% | 85% | 85% | 85% | 85% | 85% | 85% | 85% | 85% | 85% | 85% | 85% | 85% | 85% | 85% | 85% | 85% | 85% | 85% | 85%
|  |  |  | Commercial Battery Storage 1Hr | Moderate | 85% | 85% | 85% | 85% | 85% | 85% | 85% | 85% | 85% | 85% | 85% | 85% | 85% | 85% | 85% | 85% | 85% | 85% | 85% | 85% | 85% | 85% | 85% | 85% | 85% | 85% | 85% | 85% | 85% | 85%
|  |  |  | Commercial Battery Storage 1Hr | Conservative | 85% | 85% | 85% | 85% | 85% | 85% | 85% | 85% | 85% | 85% | 85% | 85% | 85% | 85% | 85% | 85% | 85% | 85% | 85% | 85% | 85% | 85% | 85% | 85% | 85% | 85% | 85% | 85% | 85% | 85%
|  |  |  | Commercial Battery Storage 2Hr | Advanced | 85% | 85% | 85% | 85% | 85% | 85% | 85% | 85% | 85% | 85% | 85% | 85% | 85% | 85% | 85% | 85% | 85% | 85% | 85% | 85% | 85% | 85% | 85% | 85% | 85% | 85% | 85% | 85% | 85% | 85%
|  |  |  | Commercial Battery Storage 2Hr | Moderate | 85% | 85% | 85% | 85% | 85% | 85% | 85% | 85% | 85% | 85% | 85% | 85% | 85% | 85% | 85% | 85% | 85% | 85% | 85% | 85% | 85% | 85% | 85% | 85% | 85% | 85% | 85% | 85% | 85% | 85%
|  |  |  | Commercial Battery Storage 2Hr | Conservative | 85% | 85% | 85% | 85% | 85% | 85% | 85% | 85% | 85% | 85% | 85% | 85% | 85% | 85% | 85% | 85% | 85% | 85% | 85% | 85% | 85% | 85% | 85% | 85% | 85% | 85% | 85% | 85% | 85% | 85%
|  |  |  | Commercial Battery Storage 4Hr | Advanced | 85% | 85% | 85% | 85% | 85% | 85% | 85% | 85% | 85% | 85% | 85% | 85% | 85% | 85% | 85% | 85% | 85% | 85% | 85% | 85% | 85% | 85% | 85% | 85% | 85% | 85% | 85% | 85% | 85% | 85%
|  |  |  | Commercial Battery Storage 4Hr | Moderate | 85% | 85% | 85% | 85% | 85% | 85% | 85% | 85% | 85% | 85% | 85% | 85% | 85% | 85% | 85% | 85% | 85% | 85% | 85% | 85% | 85% | 85% | 85% | 85% | 85% | 85% | 85% | 85% | 85% | 85%
|  |  |  | Commercial Battery Storage 4Hr | Conservative | 85% | 85% | 85% | 85% | 85% | 85% | 85% | 85% | 85% | 85% | 85% | 85% | 85% | 85% | 85% | 85% | 85% | 85% | 85% | 85% | 85% | 85% | 85% | 85% | 85% | 85% | 85% | 85% | 85% | 85%
|  |  |  | Commercial Battery Storage 6Hr | Advanced | 85% | 85% | 85% | 85% | 85% | 85% | 85% | 85% | 85% | 85% | 85% | 85% | 85% | 85% | 85% | 85% | 85% | 85% | 85% | 85% | 85% | 85% | 85% | 85% | 85% | 85% | 85% | 85% | 85% | 85%
|  |  |  | Commercial Battery Storage 6Hr | Moderate | 85% | 85% | 85% | 85% | 85% | 85% | 85% | 85% | 85% | 85% | 85% | 85% | 85% | 85% | 85% | 85% | 85% | 85% | 85% | 85% | 85% | 85% | 85% | 85% | 85% | 85% | 85% | 85% | 85% | 85%
|  |  |  | Commercial Battery Storage 6Hr | Conservative | 85% | 85% | 85% | 85% | 85% | 85% | 85% | 85% | 85% | 85% | 85% | 85% | 85% | 85% | 85% | 85% | 85% | 85% | 85% | 85% | 85% | 85% | 85% | 85% | 85% | 85% | 85% | 85% | 85% | 85%
|  |  |  | Commercial Battery Storage 8Hr | Advanced | 85% | 85% | 85% | 85% | 85% | 85% | 85% | 85% | 85% | 85% | 85% | 85% | 85% | 85% | 85% | 85% | 85% | 85% | 85% | 85% | 85% | 85% | 85% | 85% | 85% | 85% | 85% | 85% | 85% | 85%
|  |  |  | Commercial Battery Storage 8Hr | Moderate | 85% | 85% | 85% | 85% | 85% | 85% | 85% | 85% | 85% | 85% | 85% | 85% | 85% | 85% | 85% | 85% | 85% | 85% | 85% | 85% | 85% | 85% | 85% | 85% | 85% | 85% | 85% | 85% | 85% | 85%
|  |  |  | Commercial Battery Storage 8Hr | Conservative | 85% | 85% | 85% | 85% | 85% | 85% | 85% | 85% | 85% | 85% | 85% | 85% | 85% | 85% | 85% | 85% | 85% | 85% | 85% | 85% | 85% | 85% | 85% | 85% | 85% | 85% | 85% | 85% | 85% | 85%
[6 empty] | 2021 | 2022 | 2023 | 2024 | 2025 | 2026 | 2027 | 2028 | 2029 | 2030 | 2031 | 2032 | 2033 | 2034 | 2035 | 2036 | 2037 | 2038 | 2039 | 2040 | 2041 | 2042 | 2043 | 2044 | 2045 | 2046 | 2047 | 2048 | 2049 | 2050
Capacity Factor (%)_Commercial Battery Storage 1Hr_Advanced |  |  | Capacity Factor (%) | Commercial Battery Storage 1Hr | Advanced | 8.3% | 8.3% | 8.3% | 8.3% | 8.3% | 8.3% | 8.3% | 8.3% | 8.3% | 8.3% | 8.3% | 8.3% | 8.3% | 8.3% | 8.3% | 8.3% | 8.3% | 8.3% | 8.3% | 8.3% | 8.3% | 8.3% | 8.3% | 8.3% | 8.3% | 8.3% | 8.3% | 8.3% | 8.3% | 8.3%
Capacity Factor (%)_Commercial Battery Storage 1Hr_Moderate |  |  |  | Commercial Battery Storage 1Hr | Moderate | 8.3% | 8.3% | 8.3% | 8.3% | 8.3% | 8.3% | 8.3% | 8.3% | 8.3% | 8.3% | 8.3% | 8.3% | 8.3% | 8.3% | 8.3% | 8.3% | 8.3% | 8.3% | 8.3% | 8.3% | 8.3% | 8.3% | 8.3% | 8.3% | 8.3% | 8.3% | 8.3% | 8.3% | 8.3% | 8.3%
Capacity Factor (%)_Commercial Battery Storage 1Hr_Conservative |  |  |  | Commercial Battery Storage 1Hr | Conservative | 8.3% | 8.3% | 8.3% | 8.3% | 8.3% | 8.3% | 8.3% | 8.3% | 8.3% | 8.3% | 8.3% | 8.3% | 8.3% | 8.3% | 8.3% | 8.3% | 8.3% | 8.3% | 8.3% | 8.3% | 8.3% | 8.3% | 8.3% | 8.3% | 8.3% | 8.3% | 8.3% | 8.3% | 8.3% | 8.3%
Capacity Factor (%)_Commercial Battery Storage 2Hr_Advanced |  |  |  | Commercial Battery Storage 2Hr | Advanced | 16.7% | 16.7% | 16.7% | 16.7% | 16.7% | 16.7% | 16.7% | 16.7% | 16.7% | 16.7% | 16.7% | 16.7% | 16.7% | 16.7% | 16.7% | 16.7% | 16.7% | 16.7% | 16.7% | 16.7% | 16.7% | 16.7% | 16.7% | 16.7% | 16.7% | 16.7% | 16.7% | 16.7% | 16.7% | 16.7%
Capacity Factor (%)_Commercial Battery Storage 2Hr_Moderate |  |  |  | Commercial Battery Storage 2Hr | Moderate | 16.7% | 16.7% | 16.7% | 16.7% | 16.7% | 16.7% | 16.7% | 16.7% | 16.7% | 16.7% | 16.7% | 16.7% | 16.7% | 16.7% | 16.7% | 16.7% | 16.7% | 16.7% | 16.7% | 16.7% | 16.7% | 16.7% | 16.7% | 16.7% | 16.7% | 16.7% | 16.7% | 16.7% | 16.7% | 16.7%
Capacity Factor (%)_Commercial Battery Storage 2Hr_Conservative |  |  |  | Commercial Battery Storage 2Hr | Conservative | 16.7% | 16.7% | 16.7% | 16.7% | 16.7% | 16.7% | 16.7% | 16.7% | 16.7% | 16.7% | 16.7% | 16.7% | 16.7% | 16.7% | 16.7% | 16.7% | 16.7% | 16.7% | 16.7% | 16.7% | 16.7% | 16.7% | 16.7% | 16.7% | 16.7% | 16.7% | 16.7% | 16.7% | 16.7% | 16.7%
Capacity Factor (%)_Commercial Battery Storage 4Hr_Advanced |  |  |  | Commercial Battery Storage 4Hr | Advanced | 24.9% | 24.9% | 24.9% | 24.9% | 24.9% | 24.9% | 24.9% | 24.9% | 24.9% | 24.9% | 24.9% | 24.9% | 24.9% | 24.9% | 24.9% | 24.9% | 24.9% | 24.9% | 24.9% | 24.9% | 24.9% | 24.9% | 24.9% | 24.9% | 24.9% | 24.9% | 24.9% | 24.9% | 24.9% | 24.9%
Capacity Factor (%)_Commercial Battery Storage 4Hr_Moderate |  |  |  | Commercial Battery Storage 4Hr | Moderate | 24.9% | 24.9% | 24.9% | 24.9% | 24.9% | 24.9% | 24.9% | 24.9% | 24.9% | 24.9% | 24.9% | 24.9% | 24.9% | 24.9% | 24.9% | 24.9% | 24.9% | 24.9% | 24.9% | 24.9% | 24.9% | 24.9% | 24.9% | 24.9% | 24.9% | 24.9% | 24.9% | 24.9% | 24.9% | 24.9%
Capacity Factor (%)_Commercial Battery Storage 4Hr_Conservative |  |  |  | Commercial Battery Storage 4Hr | Conservative | 24.9% | 24.9% | 24.9% | 24.9% | 24.9% | 24.9% | 24.9% | 24.9% | 24.9% | 24.9% | 24.9% | 24.9% | 24.9% | 24.9% | 24.9% | 24.9% | 24.9% | 24.9% | 24.9% | 24.9% | 24.9% | 24.9% | 24.9% | 24.9% | 24.9% | 24.9% | 24.9% | 24.9% | 24.9% | 24.9%
Capacity Factor (%)_Commercial Battery Storage 6Hr_Advanced |  |  |  | Commercial Battery Storage 6Hr | Advanced | 33.2% | 33.2% | 33.2% | 33.2% | 33.2% | 33.2% | 33.2% | 33.2% | 33.2% | 33.2% | 33.2% | 33.2% | 33.2% | 33.2% | 33.2% | 33.2% | 33.2% | 33.2% | 33.2% | 33.2% | 33.2% | 33.2% | 33.2% | 33.2% | 33.2% | 33.2% | 33.2% | 33.2% | 33.2% | 33.2%
Capacity Factor (%)_Commercial Battery Storage 6Hr_Moderate |  |  |  | Commercial Battery Storage 6Hr | Moderate | 33.2% | 33.2% | 33.2% | 33.2% | 33.2% | 33.2% | 33.2% | 33.2% | 33.2% | 33.2% | 33.2% | 33.2% | 33.2% | 33.2% | 33.2% | 33.2% | 33.2% | 33.2% | 33.2% | 33.2% | 33.2% | 33.2% | 33.2% | 33.2% | 33.2% | 33.2% | 33.2% | 33.2% | 33.2% | 33.2%
Capacity Factor (%)_Commercial Battery Storage 6Hr_Conservative |  |  |  | Commercial Battery Storage 6Hr | Conservative | 33.2% | 33.2% | 33.2% | 33.2% | 33.2% | 33.2% | 33.2% | 33.2% | 33.2% | 33.2% | 33.2% | 33.2% | 33.2% | 33.2% | 33.2% | 33.2% | 33.2% | 33.2% | 33.2% | 33.2% | 33.2% | 33.2% | 33.2% | 33.2% | 33.2% | 33.2% | 33.2% | 33.2% | 33.2% | 33.2%
Capacity Factor (%)_Commercial Battery Storage 8Hr_Advanced |  |  |  | Commercial Battery Storage 8Hr | Advanced | 41.5% | 41.5% | 41.5% | 41.5% | 41.5% | 41.5% | 41.5% | 41.5% | 41.5% | 41.5% | 41.5% | 41.5% | 41.5% | 41.5% | 41.5% | 41.5% | 41.5% | 41.5% | 41.5% | 41.5% | 41.5% | 41.5% | 41.5% | 41.5% | 41.5% | 41.5% | 41.5% | 41.5% | 41.5% | 41.5%
Capacity Factor (%)_Commercial Battery Storage 8Hr_Moderate |  |  |  | Commercial Battery Storage 8Hr | Moderate | 41.5% | 41.5% | 41.5% | 41.5% | 41.5% | 41.5% | 41.5% | 41.5% | 41.5% | 41.5% | 41.5% | 41.5% | 41.5% | 41.5% | 41.5% | 41.5% | 41.5% | 41.5% | 41.5% | 41.5% | 41.5% | 41.5% | 41.5% | 41.5% | 41.5% | 41.5% | 41.5% | 41.5% | 41.5% | 41.5%
Capacity Factor (%)_Commercial Battery Storage 8Hr_Conservative |  |  |  | Commercial Battery Storage 8Hr | Conservative | 41.5% | 41.5% | 41.5% | 41.5% | 41.5% | 41.5% | 41.5% | 41.5% | 41.5% | 41.5% | 41.5% | 41.5% | 41.5% | 41.5% | 41.5% | 41.5% | 41.5% | 41.5% | 41.5% | 41.5% | 41.5% | 41.5% | 41.5% | 41.5% | 41.5% | 41.5% | 41.5% | 41.5% | 41.5% | 41.5%
Data Sources for Default Inputs | bar: 2021 to 2037
|  | Current Costs: |  |  |  | 2023: Citation; 2028: Dollar Year; 2029: Escalation Index
|  | Available Capacity (GW) |  |  |  | 2023: N/A
|  | Net Capacity Factor (%) |  |  |  | 2023: N/A
|  | Overnight Capital Cost ($/kW) |  |  |  | 2023: V. Ramasamy, D. Feldman, J. Desai, and R. Margolis. 2022. U.S. Solar Photovoltaic System and Energy Storage Cost Benchmark: Q1 2022. Golden, CO: National Renewable Energy Laboratory
|  | Fixed Operating Expenses ($/kW-yr) |  |  |  | 2023: V. Ramasamy, D. Feldman, J. Desai, and R. Margolis. 2022. U.S. Solar Photovoltaic System and Energy Storage Cost Benchmark: Q1 2022. Golden, CO: National Renewable Energy Laboratory
|  | Variable Operating Expenses ($/MWh) |  |  |  | 2023: N/A
|  | Spur Line Cost ($/kW) |  |  |  | 2023: N/A
|  | Future Projections Costs: |  |  |  | 2023: Citation; 2028: Dollar Year; 2029: Escalation Index
|  | Net Capacity Factor (%) |  |  |  | 2023: N/A
|  | Overnight Capital Cost ($/kW) |  |  |  | 2023: Battery Storage cost values from C. Augustine and N. Blair, “Energy Storage Futures Study Storage Technology Modeling Input Data Report,” NREL/TP-5700-78694. Golden, CO: National Renewable Energy Laboratory. 2021
2021 to 2022 overnight capital cost adjustments (%)
|  | Fixed Operating Expenses ($/kW-yr) |  |  |  | 2023: Battery Storage cost values from C. Augustine and N. Blair, “Energy Storage Futures Study Storage Technology Modeling Input Data Report,” NREL/TP-5700-78694. Golden, CO: National Renewable Energy Laboratory. 2021
|  | Variable Operating Expenses ($/MWh) |  |  |  | 2023: N/A
|  | Grid Connection Cost ($/kW) |  |  |  | 2023: N/A

## Resi Battery Storage
Residential Battery Storage | [11 empty] | https://atb.nrel.gov/electricity/2023/residential_battery_storage
Inputs
Calculated
Input from other tab
| X | Assumptions
| Technology |  | Base Year: |  |  | 2021
All values are given in 2021 U.S. dollars, see references at the bottom of this worksheet for dollar year conversions where source dollar years don't match 2021.
Residential Battery Storage
Representative Li-Ion Battery Storage, AC-coupled 5 kW, 20 kWh storage (4 hours)
Reference: Battery Storage cost values from C. Augustine and N. Blair, “Energy Storage Futures Study Storage Technology Modeling Input Data Report,” NREL/TP-5700-78694. Golden, CO: National Renewable Energy Laboratory. https://www.nrel.gov/docs/fy21osti/78694.pdf.
|  |  | Capital Cost ($/kWh) | Battery Energy Capital Cost ($/kWh) | [31 empty] | Battery Capital Cost Constant ($)
[5 empty] | 2021 | 2022 | 2023 | 2024 | 2025 | 2026 | 2027 | 2028 | 2029 | 2030 | 2031 | 2032 | 2033 | 2034 | 2035 | 2036 | 2037 | 2038 | 2039 | 2040 | 2041 | 2042 | 2043 | 2044 | 2045 | 2046 | 2047 | 2048 | 2049 | 2050 |  |  | 2021 | 2022 | 2023 | 2024 | 2025 | 2026 | 2027 | 2028 | 2029 | 2030 | 2031 | 2032 | 2033 | 2034 | 2035 | 2036 | 2037 | 2038 | 2039 | 2040 | 2041 | 2042 | 2043 | 2044 | 2045 | 2046 | 2047 | 2048 | 2049 | 2050
|  |  |  | Advanced | 717.944 | 597.3338 | 429.7206 | 405.5984 | 384.9613 | 371.0911 | 357.2209 | 343.3507 | 329.4805 | 315.6103 | 309.6752 | 303.7402 | 297.8051 | 291.87 | 285.9349 | 279.9998 | 274.0648 | 268.1297 | 262.1946 | 256.2595 | 250.3244 | 244.3893 | 238.4543 | 232.5192 | 226.5841 | 220.649 | 214.7139 | 208.7789 | 202.8438 | 196.9087 |  | Advanced | 6657.4207 | 7834.8486 | 5636.3731 | 5319.9764 | 5049.2926 | 4867.3662 | 4685.4397 | 4503.5133 | 4321.5868 | 4139.6603 | 4061.8137 | 3983.967 | 3906.1203 | 3828.2736 | 3750.4269 | 3672.5802 | 3594.7335 | 3516.8869 | 3439.0402 | 3361.1935 | 3283.3468 | 3205.5001 | 3127.6534 | 3049.8067 | 2971.9601 | 2894.1134 | 2816.2667 | 2738.42 | 2660.5733 | 2582.7266
|  |  |  | Moderate | 717.944 | 597.3338 | 547.1023 | 499.165 | 453.0136 | 431.0272 | 411.6096 | 395.1513 | 379.6305 | 365.6124 | 361.0422 | 356.472 | 351.9019 | 347.3317 | 342.7616 | 338.1914 | 333.6213 | 329.0511 | 324.481 | 319.9108 | 315.3407 | 310.7705 | 306.2003 | 301.6302 | 297.06 | 292.4899 | 287.9197 | 283.3496 | 278.7794 | 274.2093 |  | Moderate | 6657.4207 | 7834.8486 | 7575.1935 | 7355.9826 | 7168.8134 | 7019.8291 | 6884.167 | 6760.4493 | 6634.3754 | 6519.0074 | 6437.5198 | 6356.0322 | 6274.5446 | 6193.057 | 6111.5694 | 6030.0818 | 5948.5942 | 5867.1067 | 5785.6191 | 5704.1315 | 5622.6439 | 5541.1563 | 5459.6687 | 5378.1811 | 5296.6935 | 5215.2059 | 5133.7183 | 5052.2307 | 4970.7431 | 4889.2555
|  |  |  | Conservative | 717.944 | 597.3338 | 619.4573 | 623.882 | 615.0326 | 592.0242 | 569.0157 | 546.0073 | 522.9989 | 499.9905 | 498.5627 | 497.135 | 495.7072 | 494.2794 | 492.8516 | 491.4239 | 489.9961 | 488.5683 | 487.1406 | 485.7128 | 484.285 | 482.8572 | 481.4295 | 480.0017 | 478.5739 | 477.1461 | 475.7184 | 474.2906 | 472.8628 | 471.4351 |  | Conservative | 6657.4207 | 7834.8486 | 8125.0281 | 8183.0641 | 8066.9922 | 7765.2055 | 7463.4187 | 7161.6319 | 6859.8452 | 6558.0584 | 6539.3312 | 6520.604 | 6501.8769 | 6483.1497 | 6464.4225 | 6445.6953 | 6426.9681 | 6408.2409 | 6389.5137 | 6370.7865 | 6352.0593 | 6333.3321 | 6314.605 | 6295.8778 | 6277.1506 | 6258.4234 | 6239.6962 | 6220.969 | 6202.2418 | 6183.5146
Battery Power Capital Cost ($/kW)
[5 empty] | 2021 | 2022 | 2023 | 2024 | 2025 | 2026 | 2027 | 2028 | 2029 | 2030 | 2031 | 2032 | 2033 | 2034 | 2035 | 2036 | 2037 | 2038 | 2039 | 2040 | 2041 | 2042 | 2043 | 2044 | 2045 | 2046 | 2047 | 2048 | 2049 | 2050
|  |  |  | Advanced | 554.8244 | 646.4053 | 465.0226 | 438.9186 | 416.5862 | 401.5765 | 386.5669 | 371.5573 | 356.5476 | 341.538 | 335.1153 | 328.6927 | 322.27 | 315.8474 | 309.4247 | 303.0021 | 296.5794 | 290.1568 | 283.7341 | 277.3115 | 270.8888 | 264.4661 | 258.0435 | 251.6208 | 245.1982 | 238.7755 | 232.3529 | 225.9302 | 219.5076 | 213.0849
|  |  |  | Moderate | 554.8244 | 646.4053 | 624.9827 | 606.897 | 591.4548 | 579.163 | 567.9704 | 557.7632 | 547.3616 | 537.8433 | 531.1203 | 524.3972 | 517.6742 | 510.9511 | 504.2281 | 497.5051 | 490.782 | 484.059 | 477.3359 | 470.6129 | 463.8899 | 457.1668 | 450.4438 | 443.7207 | 436.9977 | 430.2746 | 423.5516 | 416.8286 | 410.1055 | 403.3825
|  |  |  | Conservative | 554.8244 | 646.4053 | 670.3462 | 675.1344 | 665.558 | 640.6595 | 615.7609 | 590.8623 | 565.9637 | 541.0652 | 539.5201 | 537.975 | 536.43 | 534.8849 | 533.3398 | 531.7948 | 530.2497 | 528.7046 | 527.1596 | 525.6145 | 524.0694 | 522.5244 | 520.9793 | 519.4343 | 517.8892 | 516.3441 | 514.7991 | 513.254 | 511.7089 | 510.1639
Total System Cost ($) = Battery Storage Capacity (kWh) * Battery Energy Cost ($/kWh) + Battery Power Capacity (kW) * Battery Power Cost ($/kW) + Battery Power Constant ($)
|  |  | Technology Classification | Name | 2021: Tech; 2022: Resource; 2023: Scale; 2024: Maturity
|  |  |  | Residential Battery Storage - 5 kW - 12.5 kWh | 2021: Lithium Ion - 5 kW - 12.5 kWh; 2022: N/A; 2023: Residential; 2024: Y
|  |  |  | Residential Battery Storage - 5 kW - 20 kWh | 2021: Lithium Ion - 5 kW - 20 kWh; 2022: N/A; 2023: Residential; 2024: Y
Future Projections
All values are given in 2020 U.S. dollars, using the Consumer Price Index (BLS, 2021) for dollar year conversions.
For 30-year life (values in 2020$):
[6 empty] | 2021 | 2022 | 2023 | 2024 | 2025 | 2026 | 2027 | 2028 | 2029 | 2030 | 2031 | 2032 | 2033 | 2034 | 2035 | 2036 | 2037 | 2038 | 2039 | 2040 | 2041 | 2042 | 2043 | 2044 | 2045 | 2046 | 2047 | 2048 | 2049 | 2050
Overnight Capital Cost ($/kW)_Residential Battery Storage - 5 kW - 12.5 kWh_Advanced | Techno-Economic Cost and Performance Parameters |  | Overnight Capital Cost ($/kW) | Residential Battery Storage - 5 kW - 12.5 kWh | Advanced | 3681.1685 | 3706.7095 | 2666.5988 | 2516.9098 | 2388.8478 | 2302.7774 | 2216.707 | 2130.6366 | 2044.5662 | 1958.4958 | 1921.6661 | 1884.8365 | 1848.0068 | 1811.1771 | 1774.3474 | 1737.5177 | 1700.688 | 1663.8583 | 1627.0286 | 1590.1989 | 1553.3692 | 1516.5395 | 1479.7099 | 1442.8802 | 1406.0505 | 1369.2208 | 1332.3911 | 1295.5614 | 1258.7317 | 1221.902
Overnight Capital Cost ($/kW)_Residential Battery Storage - 5 kW - 12.5 kWh_Moderate |  |  |  | Residential Battery Storage - 5 kW - 12.5 kWh | Moderate | 3681.1685 | 3706.7095 | 3507.7773 | 3326.0059 | 3157.7516 | 3060.6969 | 2973.8279 | 2897.7313 | 2823.3128 | 2755.6757 | 2721.2297 | 2686.7838 | 2652.3378 | 2617.8919 | 2583.4459 | 2549 | 2514.554 | 2480.1081 | 2445.6622 | 2411.2162 | 2376.7703 | 2342.3243 | 2307.8784 | 2273.4324 | 2238.9865 | 2204.5405 | 2170.0946 | 2135.6486 | 2101.2027 | 2066.7567
Overnight Capital Cost ($/kW)_Residential Battery Storage - 5 kW - 12.5 kWh_Conservative |  |  |  | Residential Battery Storage - 5 kW - 12.5 kWh | Conservative | 3681.1685 | 3706.7095 | 3843.995 | 3871.4521 | 3816.5379 | 3673.761 | 3530.984 | 3388.207 | 3245.4301 | 3102.6531 | 3093.7932 | 3084.9333 | 3076.0733 | 3067.2134 | 3058.3535 | 3049.4935 | 3040.6336 | 3031.7736 | 3022.9137 | 3014.0538 | 3005.1938 | 2996.3339 | 2987.474 | 2978.614 | 2969.7541 | 2960.8942 | 2952.0342 | 2943.1743 | 2934.3144 | 2925.4544
Overnight Capital Cost ($/kW)_Residential Battery Storage - 5 kW - 20 kWh_Advanced |  |  |  | Residential Battery Storage - 5 kW - 20 kWh | Advanced | 4758.0844 | 4602.7102 | 3311.1797 | 3125.3073 | 2966.2897 | 2859.414 | 2752.5383 | 2645.6627 | 2538.787 | 2431.9113 | 2386.179 | 2340.4467 | 2294.7144 | 2248.9821 | 2203.2498 | 2157.5174 | 2111.7851 | 2066.0528 | 2020.3205 | 1974.5882 | 1928.8559 | 1883.1236 | 1837.3913 | 1791.6589 | 1745.9266 | 1700.1943 | 1654.462 | 1608.7297 | 1562.9974 | 1517.2651
Overnight Capital Cost ($/kW)_Residential Battery Storage - 5 kW - 20 kWh_Moderate |  |  |  | Residential Battery Storage - 5 kW - 20 kWh | Moderate | 4758.0844 | 4602.7102 | 4328.4308 | 4074.7534 | 3837.2721 | 3707.2377 | 3591.2424 | 3490.4583 | 3392.7585 | 3304.0942 | 3262.793 | 3221.4918 | 3180.1907 | 3138.8895 | 3097.5883 | 3056.2871 | 3014.9859 | 2973.6848 | 2932.3836 | 2891.0824 | 2849.7812 | 2808.4801 | 2767.1789 | 2725.8777 | 2684.5765 | 2643.2754 | 2601.9742 | 2560.673 | 2519.3718 | 2478.0706
Overnight Capital Cost ($/kW)_Residential Battery Storage - 5 kW - 20 kWh_Conservative |  |  |  | Residential Battery Storage - 5 kW - 20 kWh | Conservative | 4758.0844 | 4602.7102 | 4773.1809 | 4807.2751 | 4739.0868 | 4561.7972 | 4384.5076 | 4207.218 | 4029.9285 | 3852.6389 | 3841.6373 | 3830.6357 | 3819.6341 | 3808.6325 | 3797.6309 | 3786.6293 | 3775.6277 | 3764.6261 | 3753.6245 | 3742.6229 | 3731.6214 | 3720.6198 | 3709.6182 | 3698.6166 | 3687.615 | 3676.6134 | 3665.6118 | 3654.6102 | 3643.6086 | 3632.607
[6 empty] | 2021 | 2022 | 2023 | 2024 | 2025 | 2026 | 2027 | 2028 | 2029 | 2030 | 2031 | 2032 | 2033 | 2034 | 2035 | 2036 | 2037 | 2038 | 2039 | 2040 | 2041 | 2042 | 2043 | 2044 | 2045 | 2046 | 2047 | 2048 | 2049 | 2050
|  |  | Total Installed Cost ($) | Residential Battery Storage - 5 kW - 12.5 kWh | Advanced | 18405.8423 | 18533.5474 | 13332.9939 | 12584.5488 | 11944.2391 | 11513.8871 | 11083.5351 | 10653.1831 | 10222.8312 | 9792.4792 | 9608.3307 | 9424.1823 | 9240.0338 | 9055.8854 | 8871.7369 | 8687.5885 | 8503.44 | 8319.2916 | 8135.1431 | 7950.9946 | 7766.8462 | 7582.6977 | 7398.5493 | 7214.4008 | 7030.2524 | 6846.1039 | 6661.9555 | 6477.807 | 6293.6586 | 6109.5101
|  |  |  | Residential Battery Storage - 5 kW - 12.5 kWh | Moderate | 18405.8423 | 18533.5474 | 17538.8863 | 16630.0296 | 15788.758 | 15303.4845 | 14869.1394 | 14488.6566 | 14116.5641 | 13778.3783 | 13606.1486 | 13433.9189 | 13261.6891 | 13089.4594 | 12917.2297 | 12744.9999 | 12572.7702 | 12400.5405 | 12228.3108 | 12056.081 | 11883.8513 | 11711.6216 | 11539.3918 | 11367.1621 | 11194.9324 | 11022.7027 | 10850.4729 | 10678.2432 | 10506.0135 | 10333.7837
|  |  |  | Residential Battery Storage - 5 kW - 12.5 kWh | Conservative | 18405.8423 | 18533.5474 | 19219.9751 | 19357.2607 | 19082.6896 | 18368.8048 | 17654.92 | 16941.0352 | 16227.1504 | 15513.2656 | 15468.966 | 15424.6663 | 15380.3666 | 15336.0669 | 15291.7673 | 15247.4676 | 15203.1679 | 15158.8682 | 15114.5685 | 15070.2689 | 15025.9692 | 14981.6695 | 14937.3698 | 14893.0702 | 14848.7705 | 14804.4708 | 14760.1711 | 14715.8714 | 14671.5718 | 14627.2721
|  |  |  | Residential Battery Storage - 5 kW - 20 kWh | Advanced | 23790.422 | 23013.5509 | 16555.8987 | 15626.5365 | 14831.4485 | 14297.0701 | 13762.6917 | 13228.3133 | 12693.9349 | 12159.5565 | 11930.895 | 11702.2334 | 11473.5719 | 11244.9103 | 11016.2488 | 10787.5872 | 10558.9256 | 10330.2641 | 10101.6025 | 9872.941 | 9644.2794 | 9415.6179 | 9186.9563 | 8958.2947 | 8729.6332 | 8500.9716 | 8272.3101 | 8043.6485 | 7814.987 | 7586.3254
|  |  |  | Residential Battery Storage - 5 kW - 20 kWh | Moderate | 23790.422 | 23013.5509 | 21642.1538 | 20373.7668 | 19186.3603 | 18536.1887 | 17956.2118 | 17452.2914 | 16963.7925 | 16520.471 | 16313.9651 | 16107.4592 | 15900.9533 | 15694.4474 | 15487.9415 | 15281.4356 | 15074.9297 | 14868.4239 | 14661.918 | 14455.4121 | 14248.9062 | 14042.4003 | 13835.8944 | 13629.3885 | 13422.8826 | 13216.3768 | 13009.8709 | 12803.365 | 12596.8591 | 12390.3532
|  |  |  | Residential Battery Storage - 5 kW - 20 kWh | Conservative | 23790.422 | 23013.5509 | 23865.9046 | 24036.3754 | 23695.4339 | 22808.986 | 21922.5381 | 21036.0902 | 20149.6423 | 19263.1945 | 19208.1865 | 19153.1785 | 19098.1705 | 19043.1626 | 18988.1546 | 18933.1466 | 18878.1386 | 18823.1307 | 18768.1227 | 18713.1147 | 18658.1068 | 18603.0988 | 18548.0908 | 18493.0828 | 18438.0749 | 18383.0669 | 18328.0589 | 18273.0509 | 18218.043 | 18163.035
[6 empty] | 2021 | 2022 | 2023 | 2024 | 2025 | 2026 | 2027 | 2028 | 2029 | 2030 | 2031 | 2032 | 2033 | 2034 | 2035 | 2036 | 2037 | 2038 | 2039 | 2040 | 2041 | 2042 | 2043 | 2044 | 2045 | 2046 | 2047 | 2048 | 2049 | 2050
Fixed Operation and Maintenance Expenses ($/kW-yr)_Residential Battery Storage - 5 kW - 12.5 kWh_Advanced |  |  | Fixed Operation and Maintenance Expenses ($/kW-yr) | Residential Battery Storage - 5 kW - 12.5 kWh | Advanced | 92.0292 | 92.6677 | 66.665 | 62.9227 | 59.7212 | 57.5694 | 55.4177 | 53.2659 | 51.1142 | 48.9624 | 48.0417 | 47.1209 | 46.2002 | 45.2794 | 44.3587 | 43.4379 | 42.5172 | 41.5965 | 40.6757 | 39.755 | 38.8342 | 37.9135 | 36.9927 | 36.072 | 35.1513 | 34.2305 | 33.3098 | 32.389 | 31.4683 | 30.5476
Fixed Operation and Maintenance Expenses ($/kW-yr)_Residential Battery Storage - 5 kW - 12.5 kWh_Moderate |  |  |  | Residential Battery Storage - 5 kW - 12.5 kWh | Moderate | 92.0292 | 92.6677 | 87.6944 | 83.1501 | 78.9438 | 76.5174 | 74.3457 | 72.4433 | 70.5828 | 68.8919 | 68.0307 | 67.1696 | 66.3084 | 65.4473 | 64.5861 | 63.725 | 62.8639 | 62.0027 | 61.1416 | 60.2804 | 59.4193 | 58.5581 | 57.697 | 56.8358 | 55.9747 | 55.1135 | 54.2524 | 53.3912 | 52.5301 | 51.6689
Fixed Operation and Maintenance Expenses ($/kW-yr)_Residential Battery Storage - 5 kW - 12.5 kWh_Conservative |  |  |  | Residential Battery Storage - 5 kW - 12.5 kWh | Conservative | 92.0292 | 92.6677 | 96.0999 | 96.7863 | 95.4134 | 91.844 | 88.2746 | 84.7052 | 81.1358 | 77.5663 | 77.3448 | 77.1233 | 76.9018 | 76.6803 | 76.4588 | 76.2373 | 76.0158 | 75.7943 | 75.5728 | 75.3513 | 75.1298 | 74.9083 | 74.6868 | 74.4654 | 74.2439 | 74.0224 | 73.8009 | 73.5794 | 73.3579 | 73.1364
Fixed Operation and Maintenance Expenses ($/kW-yr)_Residential Battery Storage - 5 kW - 20 kWh_Advanced |  |  |  | Residential Battery Storage - 5 kW - 20 kWh | Advanced | 118.9521 | 115.0678 | 82.7795 | 78.1327 | 74.1572 | 71.4854 | 68.8135 | 66.1416 | 63.4697 | 60.7978 | 59.6545 | 58.5112 | 57.3679 | 56.2246 | 55.0812 | 53.9379 | 52.7946 | 51.6513 | 50.508 | 49.3647 | 48.2214 | 47.0781 | 45.9348 | 44.7915 | 43.6482 | 42.5049 | 41.3616 | 40.2182 | 39.0749 | 37.9316
Fixed Operation and Maintenance Expenses ($/kW-yr)_Residential Battery Storage - 5 kW - 20 kWh_Moderate |  |  |  | Residential Battery Storage - 5 kW - 20 kWh | Moderate | 118.9521 | 115.0678 | 108.2108 | 101.8688 | 95.9318 | 92.6809 | 89.7811 | 87.2615 | 84.819 | 82.6024 | 81.5698 | 80.5373 | 79.5048 | 78.4722 | 77.4397 | 76.4072 | 75.3746 | 74.3421 | 73.3096 | 72.2771 | 71.2445 | 70.212 | 69.1795 | 68.1469 | 67.1144 | 66.0819 | 65.0494 | 64.0168 | 62.9843 | 61.9518
Fixed Operation and Maintenance Expenses ($/kW-yr)_Residential Battery Storage - 5 kW - 20 kWh_Conservative |  |  |  | Residential Battery Storage - 5 kW - 20 kWh | Conservative | 118.9521 | 115.0678 | 119.3295 | 120.1819 | 118.4772 | 114.0449 | 109.6127 | 105.1805 | 100.7482 | 96.316 | 96.0409 | 95.7659 | 95.4909 | 95.2158 | 94.9408 | 94.6657 | 94.3907 | 94.1157 | 93.8406 | 93.5656 | 93.2905 | 93.0155 | 92.7405 | 92.4654 | 92.1904 | 91.9153 | 91.6403 | 91.3653 | 91.0902 | 90.8152
[6 empty] | 2021 | 2022 | 2023 | 2024 | 2025 | 2026 | 2027 | 2028 | 2029 | 2030 | 2031 | 2032 | 2033 | 2034 | 2035 | 2036 | 2037 | 2038 | 2039 | 2040 | 2041 | 2042 | 2043 | 2044 | 2045 | 2046 | 2047 | 2048 | 2049 | 2050
|  |  | Variable Operation and Maintenance Expenses ($/MWh) | Residential Battery Storage - 5 kW - 12.5 kWh | Advanced | 0 | 0 | 0 | 0 | 0 | 0 | 0 | 0 | 0 | 0 | 0 | 0 | 0 | 0 | 0 | 0 | 0 | 0 | 0 | 0 | 0 | 0 | 0 | 0 | 0 | 0 | 0 | 0 | 0 | 0
|  |  |  | Residential Battery Storage - 5 kW - 12.5 kWh | Moderate | 0 | 0 | 0 | 0 | 0 | 0 | 0 | 0 | 0 | 0 | 0 | 0 | 0 | 0 | 0 | 0 | 0 | 0 | 0 | 0 | 0 | 0 | 0 | 0 | 0 | 0 | 0 | 0 | 0 | 0
|  |  |  | Residential Battery Storage - 5 kW - 12.5 kWh | Conservative | 0 | 0 | 0 | 0 | 0 | 0 | 0 | 0 | 0 | 0 | 0 | 0 | 0 | 0 | 0 | 0 | 0 | 0 | 0 | 0 | 0 | 0 | 0 | 0 | 0 | 0 | 0 | 0 | 0 | 0
|  |  |  | Residential Battery Storage - 5 kW - 20 kWh | Advanced | 0 | 0 | 0 | 0 | 0 | 0 | 0 | 0 | 0 | 0 | 0 | 0 | 0 | 0 | 0 | 0 | 0 | 0 | 0 | 0 | 0 | 0 | 0 | 0 | 0 | 0 | 0 | 0 | 0 | 0
|  |  |  | Residential Battery Storage - 5 kW - 20 kWh | Moderate | 0 | 0 | 0 | 0 | 0 | 0 | 0 | 0 | 0 | 0 | 0 | 0 | 0 | 0 | 0 | 0 | 0 | 0 | 0 | 0 | 0 | 0 | 0 | 0 | 0 | 0 | 0 | 0 | 0 | 0
|  |  |  | Residential Battery Storage - 5 kW - 20 kWh | Conservative | 0 | 0 | 0 | 0 | 0 | 0 | 0 | 0 | 0 | 0 | 0 | 0 | 0 | 0 | 0 | 0 | 0 | 0 | 0 | 0 | 0 | 0 | 0 | 0 | 0 | 0 | 0 | 0 | 0 | 0
[6 empty] | 2021 | 2022 | 2023 | 2024 | 2025 | 2026 | 2027 | 2028 | 2029 | 2030 | 2031 | 2032 | 2033 | 2034 | 2035 | 2036 | 2037 | 2038 | 2039 | 2040 | 2041 | 2042 | 2043 | 2044 | 2045 | 2046 | 2047 | 2048 | 2049 | 2050
|  |  | Round-Trip Efficiency | Residential Battery Storage - 5 kW - 12.5 kWh | Advanced | 85% | 85% | 85% | 85% | 85% | 85% | 85% | 85% | 85% | 85% | 85% | 85% | 85% | 85% | 85% | 85% | 85% | 85% | 85% | 85% | 85% | 85% | 85% | 85% | 85% | 85% | 85% | 85% | 85% | 85%
|  |  |  | Residential Battery Storage - 5 kW - 12.5 kWh | Moderate | 85% | 85% | 85% | 85% | 85% | 85% | 85% | 85% | 85% | 85% | 85% | 85% | 85% | 85% | 85% | 85% | 85% | 85% | 85% | 85% | 85% | 85% | 85% | 85% | 85% | 85% | 85% | 85% | 85% | 85%
|  |  |  | Residential Battery Storage - 5 kW - 12.5 kWh | Conservative | 85% | 85% | 85% | 85% | 85% | 85% | 85% | 85% | 85% | 85% | 85% | 85% | 85% | 85% | 85% | 85% | 85% | 85% | 85% | 85% | 85% | 85% | 85% | 85% | 85% | 85% | 85% | 85% | 85% | 85%
|  |  |  | Residential Battery Storage - 5 kW - 20 kWh | Advanced | 85% | 85% | 85% | 85% | 85% | 85% | 85% | 85% | 85% | 85% | 85% | 85% | 85% | 85% | 85% | 85% | 85% | 85% | 85% | 85% | 85% | 85% | 85% | 85% | 85% | 85% | 85% | 85% | 85% | 85%
|  |  |  | Residential Battery Storage - 5 kW - 20 kWh | Moderate | 85% | 85% | 85% | 85% | 85% | 85% | 85% | 85% | 85% | 85% | 85% | 85% | 85% | 85% | 85% | 85% | 85% | 85% | 85% | 85% | 85% | 85% | 85% | 85% | 85% | 85% | 85% | 85% | 85% | 85%
|  |  |  | Residential Battery Storage - 5 kW - 20 kWh | Conservative | 85% | 85% | 85% | 85% | 85% | 85% | 85% | 85% | 85% | 85% | 85% | 85% | 85% | 85% | 85% | 85% | 85% | 85% | 85% | 85% | 85% | 85% | 85% | 85% | 85% | 85% | 85% | 85% | 85% | 85%
[6 empty] | 2021 | 2022 | 2023 | 2024 | 2025 | 2026 | 2027 | 2028 | 2029 | 2030 | 2031 | 2032 | 2033 | 2034 | 2035 | 2036 | 2037 | 2038 | 2039 | 2040 | 2041 | 2042 | 2043 | 2044 | 2045 | 2046 | 2047 | 2048 | 2049 | 2050
Capacity Factor (%)_Residential Battery Storage - 5 kW - 12.5 kWh_Advanced |  |  | Capacity Factor (%) | Residential Battery Storage - 5 kW - 12.5 kWh | Advanced | 10.4% | 10.4% | 10.4% | 10.4% | 10.4% | 10.4% | 10.4% | 10.4% | 10.4% | 10.4% | 10.4% | 10.4% | 10.4% | 10.4% | 10.4% | 10.4% | 10.4% | 10.4% | 10.4% | 10.4% | 10.4% | 10.4% | 10.4% | 10.4% | 10.4% | 10.4% | 10.4% | 10.4% | 10.4% | 10.4%
Capacity Factor (%)_Residential Battery Storage - 5 kW - 12.5 kWh_Moderate |  |  |  | Residential Battery Storage - 5 kW - 12.5 kWh | Moderate | 10.4% | 10.4% | 10.4% | 10.4% | 10.4% | 10.4% | 10.4% | 10.4% | 10.4% | 10.4% | 10.4% | 10.4% | 10.4% | 10.4% | 10.4% | 10.4% | 10.4% | 10.4% | 10.4% | 10.4% | 10.4% | 10.4% | 10.4% | 10.4% | 10.4% | 10.4% | 10.4% | 10.4% | 10.4% | 10.4%
Capacity Factor (%)_Residential Battery Storage - 5 kW - 12.5 kWh_Conservative |  |  |  | Residential Battery Storage - 5 kW - 12.5 kWh | Conservative | 10.4% | 10.4% | 10.4% | 10.4% | 10.4% | 10.4% | 10.4% | 10.4% | 10.4% | 10.4% | 10.4% | 10.4% | 10.4% | 10.4% | 10.4% | 10.4% | 10.4% | 10.4% | 10.4% | 10.4% | 10.4% | 10.4% | 10.4% | 10.4% | 10.4% | 10.4% | 10.4% | 10.4% | 10.4% | 10.4%
Capacity Factor (%)_Residential Battery Storage - 5 kW - 20 kWh_Advanced |  |  |  | Residential Battery Storage - 5 kW - 20 kWh | Advanced | 16.7% | 16.7% | 16.7% | 16.7% | 16.7% | 16.7% | 16.7% | 16.7% | 16.7% | 16.7% | 16.7% | 16.7% | 16.7% | 16.7% | 16.7% | 16.7% | 16.7% | 16.7% | 16.7% | 16.7% | 16.7% | 16.7% | 16.7% | 16.7% | 16.7% | 16.7% | 16.7% | 16.7% | 16.7% | 16.7%
Capacity Factor (%)_Residential Battery Storage - 5 kW - 20 kWh_Moderate |  |  |  | Residential Battery Storage - 5 kW - 20 kWh | Moderate | 16.7% | 16.7% | 16.7% | 16.7% | 16.7% | 16.7% | 16.7% | 16.7% | 16.7% | 16.7% | 16.7% | 16.7% | 16.7% | 16.7% | 16.7% | 16.7% | 16.7% | 16.7% | 16.7% | 16.7% | 16.7% | 16.7% | 16.7% | 16.7% | 16.7% | 16.7% | 16.7% | 16.7% | 16.7% | 16.7%
Capacity Factor (%)_Residential Battery Storage - 5 kW - 20 kWh_Conservative |  |  |  | Residential Battery Storage - 5 kW - 20 kWh | Conservative | 16.7% | 16.7% | 16.7% | 16.7% | 16.7% | 16.7% | 16.7% | 16.7% | 16.7% | 16.7% | 16.7% | 16.7% | 16.7% | 16.7% | 16.7% | 16.7% | 16.7% | 16.7% | 16.7% | 16.7% | 16.7% | 16.7% | 16.7% | 16.7% | 16.7% | 16.7% | 16.7% | 16.7% | 16.7% | 16.7%
Data Sources for Default Inputs | bar: 2021 to 2037
|  | Current Costs: |  |  |  | 2023: Citation; 2028: Dollar Year; 2029: Escalation Index
|  | Available Capacity (GW) |  |  |  | 2023: N/A
|  | Net Capacity Factor (%) |  |  |  | 2023: N/A
|  | Overnight Capital Cost ($/kW) |  |  |  | 2023: V. Ramasamy, D. Feldman, J. Desai, and R. Margolis. 2022. U.S. Solar Photovoltaic System and Energy Storage Cost Benchmark: Q1 2022. Golden, CO: National Renewable Energy Laboratory
|  | Fixed Operating Expenses ($/kW-yr) |  |  |  | 2023: V. Ramasamy, D. Feldman, J. Desai, and R. Margolis. 2022. U.S. Solar Photovoltaic System and Energy Storage Cost Benchmark: Q1 2022. Golden, CO: National Renewable Energy Laboratory
|  | Variable Operating Expenses ($/MWh) |  |  |  | 2023: N/A
|  | Spur Line Cost ($/kW) |  |  |  | 2023: N/A
|  | Future Projections Costs: |  |  |  | 2023: Citation; 2028: Dollar Year; 2029: Escalation Index
|  | Net Capacity Factor (%) |  |  |  | 2023: N/A
|  | Overnight Capital Cost ($/kW) |  |  |  | 2023: Battery Storage cost values from C. Augustine and N. Blair, “Energy Storage Futures Study Storage Technology Modeling Input Data Report,” NREL/TP-5700-78694. Golden, CO: National Renewable Energy Laboratory. 2021
2021 to 2022 overnight capital cost adjustments (%)
|  | Fixed Operating Expenses ($/kW-yr) |  |  |  | 2023: Battery Storage cost values from C. Augustine and N. Blair, “Energy Storage Futures Study Storage Technology Modeling Input Data Report,” NREL/TP-5700-78694. Golden, CO: National Renewable Energy Laboratory. 2021
|  | Variable Operating Expenses ($/MWh) |  |  |  | 2023: N/A
|  | Grid Connection Cost ($/kW) |  |  |  | 2023: N/A

## FRED Graph_22Oct2023
FRED Graph Observations
Federal Reserve Economic Data
Link: https://fred.stlouisfed.org
Help: https://fredhelp.stlouisfed.org
Economic Research Division
Federal Reserve Bank of St. Louis
GDPDEF | Gross Domestic Product: Implicit Price Deflator, Index 2017=100, Quarterly, Seasonally Adjusted
Frequency: Quarterly
observation_date | GDPDEF
1947-01-01 | 11.141
1947-04-01 | 11.299
1947-07-01 | 11.489
1947-10-01 | 11.772
1948-01-01 | 11.865
1948-04-01 | 11.972
1948-07-01 | 12.193
1948-10-01 | 12.23
1949-01-01 | 12.165
1949-04-01 | 12.043
1949-07-01 | 11.988
1949-10-01 | 11.989
1950-01-01 | 11.97
1950-04-01 | 12.011
1950-07-01 | 12.272
1950-10-01 | 12.502
1951-01-01 | 12.953
1951-04-01 | 13.039
1951-07-01 | 13.047
1951-10-01 | 13.196
1952-01-01 | 13.19
1952-04-01 | 13.206
1952-07-01 | 13.354
1952-10-01 | 13.39
1953-01-01 | 13.393
1953-04-01 | 13.42
1953-07-01 | 13.476
1953-10-01 | 13.501
1954-01-01 | 13.544
1954-04-01 | 13.556
1954-07-01 | 13.574
1954-10-01 | 13.611
1955-01-01 | 13.675
1955-04-01 | 13.731
1955-07-01 | 13.827
1955-10-01 | 13.964
1956-01-01 | 14.104
1956-04-01 | 14.187
1956-07-01 | 14.365
1956-10-01 | 14.423
1957-01-01 | 14.621
1957-04-01 | 14.723
1957-07-01 | 14.811
1957-10-01 | 14.821
1958-01-01 | 14.982
1958-04-01 | 15.025
1958-07-01 | 15.117
1958-10-01 | 15.189
1959-01-01 | 15.224
1959-04-01 | 15.248
1959-07-01 | 15.307
1959-10-01 | 15.367
1960-01-01 | 15.428
1960-04-01 | 15.467
1960-07-01 | 15.52
1960-10-01 | 15.566
1961-01-01 | 15.6
1961-04-01 | 15.636
1961-07-01 | 15.676
1961-10-01 | 15.725
1962-01-01 | 15.806
1962-04-01 | 15.832
1962-07-01 | 15.865
1962-10-01 | 15.898
1963-01-01 | 15.967
1963-04-01 | 15.995
1963-07-01 | 16.016
1963-10-01 | 16.146
1964-01-01 | 16.197
1964-04-01 | 16.234
1964-07-01 | 16.299
1964-10-01 | 16.373
1965-01-01 | 16.455
1965-04-01 | 16.531
1965-07-01 | 16.595
1965-10-01 | 16.709
1966-01-01 | 16.816
1966-04-01 | 16.954
1966-07-01 | 17.118
1966-10-01 | 17.261
1967-01-01 | 17.333
1967-04-01 | 17.421
1967-07-01 | 17.588
1967-10-01 | 17.784
1968-01-01 | 17.981
1968-04-01 | 18.171
1968-07-01 | 18.349
1968-10-01 | 18.608
1969-01-01 | 18.8
1969-04-01 | 19.039
1969-07-01 | 19.307
1969-10-01 | 19.556
1970-01-01 | 19.832
1970-04-01 | 20.108
1970-07-01 | 20.273
1970-10-01 | 20.541
1971-01-01 | 20.853
1971-04-01 | 21.127
1971-07-01 | 21.342
1971-10-01 | 21.52
1972-01-01 | 21.848
1972-04-01 | 21.984
1972-07-01 | 22.194
1972-10-01 | 22.477
1973-01-01 | 22.736
1973-04-01 | 23.086
1973-07-01 | 23.535
1973-10-01 | 24.004
1974-01-01 | 24.457
1974-04-01 | 25.035
1974-07-01 | 25.769
1974-10-01 | 26.527
1975-01-01 | 27.13
1975-04-01 | 27.533
1975-07-01 | 28.019
1975-10-01 | 28.488
1976-01-01 | 28.789
1976-04-01 | 29.079
1976-07-01 | 29.455
1976-10-01 | 29.983
1977-01-01 | 30.465
1977-04-01 | 30.895
1977-07-01 | 31.271
1977-10-01 | 31.947
1978-01-01 | 32.411
1978-04-01 | 33.031
1978-07-01 | 33.592
1978-10-01 | 34.279
1979-01-01 | 34.904
1979-04-01 | 35.759
1979-07-01 | 36.541
1979-10-01 | 37.219
1980-01-01 | 38.001
1980-04-01 | 38.905
1980-07-01 | 39.774
1980-10-01 | 40.81
1981-01-01 | 41.885
1981-04-01 | 42.715
1981-07-01 | 43.519
1981-10-01 | 44.271
1982-01-01 | 44.88
1982-04-01 | 45.463
1982-07-01 | 46.108
1982-10-01 | 46.586
1983-01-01 | 46.938
1983-04-01 | 47.286
1983-07-01 | 47.789
1983-10-01 | 48.151
1984-01-01 | 48.639
1984-04-01 | 49.055
1984-07-01 | 49.491
1984-10-01 | 49.861
1985-01-01 | 50.354
1985-04-01 | 50.678
1985-07-01 | 50.984
1985-10-01 | 51.269
1986-01-01 | 51.524
1986-04-01 | 51.719
1986-07-01 | 51.931
1986-10-01 | 52.214
1987-01-01 | 52.548
1987-04-01 | 52.912
1987-07-01 | 53.313
1987-10-01 | 53.738
1988-01-01 | 54.159
1988-04-01 | 54.686
1988-07-01 | 55.34
1988-10-01 | 55.818
1989-01-01 | 56.4
1989-04-01 | 57.001
1989-07-01 | 57.417
1989-10-01 | 57.826
1990-01-01 | 58.45
1990-04-01 | 59.105
1990-07-01 | 59.611
1990-10-01 | 60.055
1991-01-01 | 60.643
1991-04-01 | 61.088
1991-07-01 | 61.566
1991-10-01 | 61.931
1992-01-01 | 62.161
1992-04-01 | 62.535
1992-07-01 | 62.841
1992-10-01 | 63.273
1993-01-01 | 63.628
1993-04-01 | 64.007
1993-07-01 | 64.387
1993-10-01 | 64.738
1994-01-01 | 65.048
1994-04-01 | 65.362
1994-07-01 | 65.737
1994-10-01 | 66.093
1995-01-01 | 66.452
1995-04-01 | 66.771
1995-07-01 | 67.1
1995-10-01 | 67.423
1996-01-01 | 67.747
1996-04-01 | 68.028
1996-07-01 | 68.251
1996-10-01 | 68.615
1997-01-01 | 69.025
1997-04-01 | 69.162
1997-07-01 | 69.464
1997-10-01 | 69.695
1998-01-01 | 69.794
1998-04-01 | 69.959
1998-07-01 | 70.255
1998-10-01 | 70.453
1999-01-01 | 70.682
1999-04-01 | 70.949
1999-07-01 | 71.2
1999-10-01 | 71.595
2000-01-01 | 72.071
2000-04-01 | 72.52
2000-07-01 | 72.944
2000-10-01 | 73.337
2001-01-01 | 73.822
2001-04-01 | 74.266
2001-07-01 | 74.558
2001-10-01 | 74.792
2002-01-01 | 75.027
2002-04-01 | 75.289
2002-07-01 | 75.65
2002-10-01 | 76.089
2003-01-01 | 76.461
2003-04-01 | 76.73
2003-07-01 | 77.169
2003-10-01 | 77.639
2004-01-01 | 78.193
2004-04-01 | 78.824
2004-07-01 | 79.324
2004-10-01 | 79.939
2005-01-01 | 80.578
2005-04-01 | 81.158
2005-07-01 | 81.898
2005-10-01 | 82.571
2006-01-01 | 83.156
2006-04-01 | 83.882
2006-07-01 | 84.468
2006-10-01 | 84.77
2007-01-01 | 85.576
2007-04-01 | 86.171
2007-07-01 | 86.642
2007-10-01 | 86.993
2008-01-01 | 87.315
2008-04-01 | 87.738
2008-07-01 | 88.399
2008-10-01 | 88.613
2009-01-01 | 88.543
2009-04-01 | 88.396
2009-07-01 | 88.501
2009-10-01 | 88.781
2010-01-01 | 89.036
2010-04-01 | 89.471
2010-07-01 | 89.743
2010-10-01 | 90.264
2011-01-01 | 90.726
2011-04-01 | 91.326
2011-07-01 | 91.876
2011-10-01 | 91.985
2012-01-01 | 92.525
2012-04-01 | 92.907
2012-07-01 | 93.417
2012-10-01 | 93.885
2013-01-01 | 94.258
2013-04-01 | 94.461
2013-07-01 | 94.924
2013-10-01 | 95.426
2014-01-01 | 95.788
2014-04-01 | 96.33
2014-07-01 | 96.726
2014-10-01 | 96.822
2015-01-01 | 96.769
2015-04-01 | 97.325
2015-07-01 | 97.583
2015-10-01 | 97.581
2016-01-01 | 97.496
2016-04-01 | 98.159
2016-07-01 | 98.41
2016-10-01 | 98.886
2017-01-01 | 99.39
2017-04-01 | 99.65
2017-07-01 | 100.162
2017-10-01 | 100.778
2018-01-01 | 101.419
2018-04-01 | 102.136
2018-07-01 | 102.577
2018-10-01 | 103.019
2019-01-01 | 103.375
2019-04-01 | 103.888
2019-07-01 | 104.211
2019-10-01 | 104.541
2020-01-01 | 105.037
2020-04-01 | 104.614
2020-07-01 | 105.538
2020-10-01 | 106.275
2021-01-01 | 107.668
2021-04-01 | 109.305
2021-07-01 | 110.92
2021-10-01 | 112.848 | Scaler from $2021 to $2022
2022-01-01 | 115.135 | 1.0694
2022-04-01 | 117.671
2022-07-01 | 118.962
2022-10-01 | 120.093
2023-01-01 | 121.261
2023-04-01 | 121.766

## EIA AEO 2023==>
Weblink: | https://www.eia.gov/outlooks/aeo/assumptions/

## EIA_AEO_2023_Table 3
Table 3. Cost and performance characteristics of new central station electricity generating technologies
Technology | First available yeara | Size (MW) | Lead time (years) | Base overnight costb (2022$/ kW) | Techno- logical optimism factorc | Total overnight costd,e (2022$/kW) | Variable O&Mf (2022$/ MWh) | Fixed O&M (2022$/ kWy) | Heat rateg (Btu/kWh)
Ultra-supercritical coal (USC) | 2026 | 650 | 4 | 4507 | 1 | 4507 | 5.06 | 45.68 | 8638
USC with 30% carbon capture and sequestration (CCS) | 2026 | 650 | 4 | 5577 | 1.01 | 5633 | 7.97 | 61.11 | 9751
USC with 90% CCS | 2026 | 650 | 4 | 7176 | 1.02 | 7319 | 12.35 | 67.02 | 12507
Combined-cycle—single-shaft | 2025 | 418 | 3 | 1330 | 1 | 1330 | 2.87 | 15.87 | 6431
Combined-cycle—multi-shaft | 2025 | 1083 | 3 | 1176 | 1 | 1176 | 2.1 | 13.73 | 6370
Combined-cycle with 90% CCS | 2025 | 377 | 3 | 3019 | 1.04 | 3140 | 6.57 | 31.06 | 7124
Internal combustion engine | 2024 | 21 | 2 | 2240 | 1 | 2240 | 6.4 | 39.57 | 8295
Combustion turbine—aeroderivativeh | 2024 | 105 | 2 | 1428 | 1 | 1428 | 5.29 | 18.35 | 9124
Combustion turbine—industrial frame | 2024 | 237 | 2 | 867 | 1 | 867 | 5.06 | 7.88 | 9905
Fuel cells | 2025 | 10 | 3 | 6771 | 1.08 | 7291 | 0.66 | 34.65 | 6469
Nuclear—light water reactor | 2028 | 2156 | 6 | 7406 | 1.05 | 7777 | 2.67 | 136.91 | 10447
Nuclear—small modular reactor | 2028 | 600 | 6 | 7590 | 1.1 | 8349 | 3.38 | 106.92 | 10447
Distributed generation—base | 2025 | 2 | 3 | 1915 | 1 | 1915 | 9.69 | 21.79 | 8912
Distributed generation—peak | 2024 | 1 | 2 | 2300 | 1 | 2300 | 9.69 | 21.79 | 9894
Battery storage | 2023 | 50 | 1 | 1270 | 1 | 1270 | 0 | 45.76 | NA
Biomass | 2026 | 50 | 4 | 4996 | 1 | 4998 | 5.44 | 141.5 | 13500
Geothermali, j | 2026 | 50 | 4 | 3403 | 1 | 3403 | 1.31 | 153.98 | 8881
Conventional hydropowerj | 2026 | 100 | 4 | 3421 | 1 | 3421 | 1.57 | 47.06 | NA
Winde | 2025 | 200 | 3 | 2098 | 1 | 2098 | 0 | 29.64 | NA
Wind offshorei | 2026 | 400 | 4 | 5338 | 1.25 | 6672 | 0 | 123.81 | NA
Solar thermali | 2025 | 115 | 3 | 8732 | 1 | 8732 | 0 | 96.1 | NA
Solar photovoltaic (PV) with trackinge, i, k | 2024 | 150 | 2 | 1448 | 1 | 1448 | 0 | 17.16 | NA
Solar PV with storagei, k | 2024 | 150 | 2 | 1808 | 1 | 1808 | 0 | 32.42 | NA
Data source: Sargent & Lundy, Cost and Performance Estimates for New Utility-Scale Electric Power Generating Technologies, December 2019; Hydroelectric: Oak Ridge National Lab, An Assessment of Energy Potential at Non-Powered Dams in the United States, 2012, and Idaho National Engineering and Environmental Laboratory, Estimation of Economic Parameters of U.S. Hydropower Resources, 2003; Geothermal: National Renewable Energy Laboratory, Updated U.S. Geothermal Supply Curve, 2010.
Note: MW=megawatt, kW=kilowatt, MWh=megawatthour, kWy=kilowattyear, kWh=kilowatthour; Btu=British thermal unit
a The first year that a new unit could become operational.
b Base cost includes project contingency costs.
c We apply the technological optimism factor to the first four units of a new, unproven design; it reflects the demonstrated tendency to underestimate actual costs for a first-of-a-kind unit.
d Overnight capital cost includes contingency factors and excludes regional multipliers (except as noted for wind and solar PV) and learning effects. Interest charges are also excluded. The capital costs represent current costs for plants that would come online in 2023.
e Total overnight cost for wind and solar PV technologies in the table are the average input value across all 25 electricity market regions, as weighted by the respective capacity of that type installed during 2021 in each region to account for the substantial regional variation in wind and solar costs (Table 4). The input value used for onshore wind in AEO2023 is $1,566 per kilowatt (kW), and for solar PV with tracking, it is $1,443/kW, which represents the cost of building a plant excluding regional factors. Region-specific factors contributing to the substantial regional variation in cost include differences in

## EIA_AEO_2023_Table 4
Table 4. Total overnight capital costs of new electricity generating technologies by region 2022 dollars per kilowatt
Counter | 1 | 2 | 3 | 4 | 5 | 6 | 7 | 8 | 9 | 10 | 11 | 12 | 13 | 14 | 15 | 16 | 17 | 18 | 19 | 20 | 21 | 22 | 23 | 24 | 25
Abbreviation | TRE | FRCC | MISW | MISC | MISE | MISS | ISNE | NYCW | NYUP | PJME | PJMW | PJMC | PJMD | SRCA | SRSE | SRCE | SPPS | SPPC | SPPN | SRSG | CANO | CASO | NWPP | RMRG | BASN
NERC/ISO subregion name | Texas Reliability Entity | Florida Reliability Coordinating Council | Midcontinent ISO/West | Midcontinent ISO/Central | Midcontinent ISO/East | Midcontinent ISO/South | Northeast Power Coordinating Council/ New England | Northeast Power Coordinating Council/ New York City & Long Island | Northeast Power Coordinating Council/Upstate New York | PJM/East | PJM/West | PJM/Commonwealth Edison | PJM/Dominion | SERC Reliability Corporation/East | SERC Reliability Corporation/Southeast | SERC Reliability Corporation/Central | Southwest Power Pool/South | Southwest Power Pool/Central | Southwest Power Pool/North | Western Electricity Coordinating Council/Southwest | Western Electricity Coordinating Council/California North | Western Electricity Coordinating Council/California South | Western Electricity Coordinating Council/Northwest Power Pool | Western Electricity Coordinating Council/Rockies | Western Electricity Coordinating Council/Basin
Geographic name | Texas | Florida | Upper Mississippi Valley | Middle Mississippi Valley | Michigan | Mississippi Delta | New England | Metropolitan New York | Upstate New York | Mid-Atlantic | Ohio Valley | Metropolitan Chicago | Virginia | Carolinas | Southeast | Tennessee Valley | Southern Great Plains | Central Great Plains | Northern Great Plains | Southwest | Northern California | Southern California | Northwest | Rockies | Great Basin
Technology
USC | 4188 | 4311 | 4711 | 4835 | 4892 | 4334 | 5222 | NA | 5104 | 5269 | 4495 | 5664 | 4851 | 4337 | 4401 | 4460 | 4366 | 4638 | 4415 | 4600 | NA | NA | 4874 | 4556 | 4754
USC with 30% CCS | 5281 | 5421 | 5852 | 6011 | 6058 | 5456 | 6463 | NA | 6334 | 6504 | 5632 | 6914 | 6055 | 5460 | 5511 | 5593 | 5475 | 5778 | 5526 | 5765 | NA | NA | 6059 | 5704 | 5918
USC with 90% CCS | 6907 | 7083 | 7558 | 7812 | 7820 | 7152 | 8281 | NA | 8068 | 8294 | 7292 | 8831 | 7750 | 7165 | 7228 | 7313 | 7127 | 7489 | 7178 | 7466 | NA | NA | 7833 | 7355 | 7697
CC—single-shaft | 1200 | 1225 | 1366 | 1379 | 1414 | 1236 | 1594 | 2116 | 1599 | 1597 | 1324 | 1600 | 1524 | 1220 | 1235 | 1273 | 1234 | 1309 | 1222 | 1201 | 1759 | 1719 | 1399 | 1132 | 1224
CC—multi-shaft | 1045 | 1072 | 1215 | 1236 | 1268 | 1084 | 1393 | 1909 | 1370 | 1401 | 1147 | 1469 | 1295 | 1071 | 1085 | 1124 | 1083 | 1163 | 1074 | 1034 | 1547 | 1504 | 1213 | 974 | 1092
CC with 90% CCS | 2945 | 2972 | 3175 | 3182 | 3231 | 2999 | 3334 | 3776 | 3258 | 3307 | 3041 | 3447 | 3168 | 2962 | 2977 | 3044 | 2966 | 3065 | 2921 | 2702 | 3389 | 3351 | 3126 | 2541 | 2854
ICE | 2106 | 2152 | 2300 | 2391 | 2365 | 2182 | 2451 | 3073 | 2359 | 2452 | 2197 | 2673 | 2282 | 2194 | 2200 | 2238 | 2178 | 2295 | 2200 | 2221 | 2661 | 2613 | 2367 | 2192 | 2347
CT—aeroderivative | 1263 | 1289 | 1494 | 1498 | 1543 | 1316 | 1607 | 2057 | 1551 | 1598 | 1370 | 1755 | 1454 | 1309 | 1320 | 1370 | 1318 | 1411 | 1327 | 1198 | 1687 | 1645 | 1480 | 1159 | 1322
CT—industrial frame | 764 | 781 | 907 | 911 | 939 | 798 | 978 | 1262 | 942 | 973 | 830 | 1072 | 883 | 793 | 801 | 831 | 799 | 857 | 804 | 726 | 1031 | 1004 | 900 | 702 | 803
Fuel cells | 6996 | 7105 | 7430 | 7750 | 7603 | 7224 | 7887 | 9285 | 7567 | 7819 | 7204 | 8337 | 7425 | 7277 | 7271 | 7371 | 7144 | 7443 | 7209 | 7309 | 8375 | 8278 | 7655 | 7169 | 7636
Nuclear—light water reactor | 7341 | 7499 | 7917 | 8637 | 8330 | 7744 | 8809 | NA | 8219 | 8608 | 7608 | 9465 | 7918 | 7843 | 7782 | 8035 | 7530 | 7962 | 7527 | 7808 | NA | NA | 8451 | 7563 | 8460
Nuclear—small modular reactor | 7779 | 7962 | 8674 | 9044 | 9041 | 8061 | 9338 | NA | 8894 | 9357 | 8160 | 10440 | 8474 | 8101 | 8164 | 8349 | 8082 | 8583 | 8150 | 8258 | NA | NA | 8942 | 8170 | 8880
Distributed generation— base | 1729 | 1764 | 1967 | 1986 | 2036 | 1779 | 2296 | 3047 | 2302 | 2300 | 1907 | 2304 | 2195 | 1757 | 1778 | 1833 | 1777 | 1886 | 1760 | 1729 | 2533 | 2475 | 2014 | 1630 | 1763
Distributed generation— peak | 2034 | 2076 | 2405 | 2412 | 2485 | 2119 | 2587 | 3312 | 2497 | 2573 | 2206 | 2827 | 2341 | 2107 | 2126 | 2206 | 2123 | 2273 | 2137 | 1929 | 2716 | 2649 | 2383 | 1867 | 2128
Battery storage | 1270 | 1273 | 1255 | 1316 | 1273 | 1300 | 1309 | 1304 | 1275 | 1278 | 1267 | 1283 | 1278 | 1311 | 1293 | 1309 | 1264 | 1272 | 1257 | 1286 | 1323 | 1325 | 1300 | 1259 | 1310
Biomass | 4637 | 4764 | 5157 | 5329 | 5340 | 4802 | 5933 | 8054 | 5952 | 6056 | 5093 | 6067 | 5804 | 4820 | 4857 | 4921 | 4825 | 5126 | 4926 | 5276 | 6759 | 6606 | 5455 | 5227 | 5226
Geothermal | NA | NA | NA | NA | NA | NA | NA | NA | NA | NA | NA | NA | NA | NA | NA | NA | NA | NA | NA | 3468 | 3440 | 2785 | 3366 | NA | 3403
Conventional hydropower | 4992 | 6098 | 2426 | 1612 | 3283 | 4858 | 2248 | NA | 4599 | 4777 | 4164 | NA | 4226 | 2353 | 5104 | 2638 | 5049 | 2128 | 2000 | 4056 | 4291 | 4132 | 3421 | 4085 | 4464
Wind | 3059 | NA | 1723 | 1566 | 1875 | 1566 | 2075 | NA | 2531 | 2075 | 1566 | 2281 | 2161 | 1867 | 2116 | 1566 | 1566 | 1723 | 1723 | 1566 | 3458 | 2715 | 2283 | 1566 | 1566
Wind offshore | 6517 | 7819 | 7714 | NA | 7989 | NA | 7783 | 6714 | 8139 | 7461 | 6100 | 8834 | 6950 | 6005 | NA | NA | NA | NA | NA | NA | 10064 | 10558 | 7550 | NA | NA
Solar thermal | 8424 | 8551 | NA | NA | NA | NA | NA | NA | NA | NA | NA | NA | NA | NA | NA | NA | 8509 | 8838 | 8422 | 8826 | 10397 | 10266 | 9394 | 8481 | 9413
Solar PV with tracking | 1422 | 1395 | 1443 | 1497 | 1480 | 1407 | 1494 | 1758 | 1480 | 1524 | 1440 | 1571 | 1436 | 1465 | 1392 | 1438 | 1394 | 1449 | 1404 | 1418 | 1579 | 1570 | 1453 | 1435 | 1448
Solar PV with storage | 1751 | 1769 | 1822 | 1880 | 1854 | 1787 | 1892 | 2150 | 1858 | 1896 | 1780 | 1971 | 1842 | 1799 | 1781 | 1802 | 1768 | 1826 | 1787 | 1796 | 1969 | 1964 | 1858 | 1789 | 1854
US Generic Battery | 1270 | 1270 | 1270 | 1270 | 1270 | 1270 | 1270 | 1270 | 1270 | 1270 | 1270 | 1270 | 1270 | 1270 | 1270 | 1270 | 1270 | 1270 | 1270 | 1270 | 1270 | 1270 | 1270 | 1270 | 1270
% of US Generic Battery | 100% | 100.2% | 98.82% | 103.6% | 100.2% | 102.4% | 103.1% | 102.7% | 100.4% | 100.6% | 99.76% | 101% | 100.6% | 103.2% | 101.8% | 103.1% | 99.53% | 100.2% | 98.98% | 101.3% | 104.2% | 104.3% | 102.4% | 99.13% | 103.1%
US Generic PV Tracking | 1448 | 1448 | 1448 | 1448 | 1448 | 1448 | 1448 | 1448 | 1448 | 1448 | 1448 | 1448 | 1448 | 1448 | 1448 | 1448 | 1448 | 1448 | 1448 | 1448 | 1448 | 1448 | 1448 | 1448 | 1448
% of US Generic PV Tracking | 98.2% | 96.34% | 99.65% | 103.4% | 102.2% | 97.17% | 103.2% | 121.4% | 102.2% | 105.2% | 99.45% | 108.5% | 99.17% | 101.2% | 96.13% | 99.31% | 96.27% | 100.1% | 96.96% | 97.93% | 109% | 108.4% | 100.3% | 99.1% | 100%
US Generic Wind | 2098 | 2098 | 2098 | 2098 | 2098 | 2098 | 2098 | 2098 | 2098 | 2098 | 2098 | 2098 | 2098 | 2098 | 2098 | 2098 | 2098 | 2098 | 2098 | 2098 | 2098 | 2098 | 2098 | 2098 | 2098
% of US Generic Wind | 145.8% | #VALUE! | 82.13% | 74.64% | 89.37% | 74.64% | 98.9% | #VALUE! | 120.6% | 98.9% | 74.64% | 108.7% | 103% | 88.99% | 100.9% | 74.64% | 74.64% | 82.13% | 82.13% | 74.64% | 164.8% | 129.4% | 108.8% | 74.64% | 74.64%
US Generic OSW | 6672 | 6672 | 6672 | 6672 | 6672 | 6672 | 6672 | 6672 | 6672 | 6672 | 6672 | 6672 | 6672 | 6672 | 6672 | 6672 | 6672 | 6672 | 6672 | 6672 | 6672 | 6672 | 6672 | 6672 | 6672
% of US Generic Wind | 97.68% | 117.2% | 115.6% | #VALUE! | 119.7% | #VALUE! | 116.7% | 100.6% | 122% | 111.8% | 91.43% | 132.4% | 104.2% | 90% | #VALUE! | #VALUE! | #VALUE! | #VALUE! | #VALUE! | #VALUE! | 150.8% | 158.2% | 113.2% | #VALUE! | #VALUE!

## OSW_Input
Project Type | CapEx | GLW OpEx (Public)
| ($2022/kW) | ($2022/kW-yr)
Offshore Wind - Fixed | 3107.9923 | 110.1433

## OSW Learning Scalers
OSW Learning Scalers
Great Lakes Wind Energy Challenges and Opportunities Assessment. March, 2023. Page 104.
https://www.nrel.gov/docs/fy23osti/84605.pdf
| GLW CapEx Scaler |  |  | Notes:
| [1] | 2178 | $/kW | CapEx for the Advanced Research Technology Scenario
| [2] | 2993 | $/kW | CapEx for the Current Scenario
| [2] / [1] | 1.3742 |  | Scaler
| GLW OpEx Scaler |  |  | Notes:
| [1] | 79 | $/kW-yr | OpEx for the Advanced Research Technology Scenario
| [2] | 122 | $/kW-yr | OpEx for the Current Scenario
| [2] / [1] | 1.5443 |  | Scaler

## Table 10
Great Lakes Wind Energy Challenges and Opportunities Assessment. March, 2023
https://www.nrel.gov/docs/fy23osti/84605.pdf
Page 106
| CapEx ($/kW) | 2115 | Fixed
| CapEx ($/kW) | 2087 | Foating
Note: Other recently reviewed NREL 2023 documents and NREL ATB appear to typically report in $2021

## Table 12_OpEx
Great Lakes Wind Energy Challenges and Opportunities Assessment. March, 2023
https://www.nrel.gov/docs/fy23osti/84605.pdf
Table 12. Summary of Mean OpEx by Lake for the Current and Advanced Research Technology Scenarios
| Fixed | Float
2035 OpEx | 103 | 118
Note: Other recently reviewed NREL 2023 documents and NREL ATB appear to typically report in $2021

## LBNL Solar==>
Lawrence Berkeley National Laboratory. Utility-Scale Solar, 2023 Edition. October2023.
https://emp.lbl.gov/publications/utility-scale-solar-2023-edition

## Introduction
Lawrence Berkeley National Laboratory. Utility-Scale Solar, 2023 Edition. October2023.
https://emp.lbl.gov/publications/utility-scale-solar-2023-edition
Utility-Scale Solar, 2023 Edition
Mark Bolinger1, Joachim Seel1
Julie Mulvaney Kemp, Cody Warner, Anjali Katta, Dana Robson
Lawrence Berkeley National Laboratory
1 Corresponding authors
October 2023
For additional details and related products, see: utilityscalesolar.lbl.gov
Contact the corresponding authors: Mark Bolinger (mabolinger@lbl.gov) and Joachim Seel (jseel@lbl.gov)
Photo source: Enel Green Power - Roadrunner Solar Project
Purpose, Scope, and Data
Summarize publicly available data on key trends in the U.S. utility-scale solar power sector. Focus on ground-mounted projects >5 MWAC in size (projects below this capacity threshold, as well as rooftop projects, are covered under LBNL's Tracking the Sun series). Focus on historical data, with some emphasis on the most recent year. Data sources include EIA, FERC, SEC, trade press, developers/owners.
Outline of Data File
• Deployment and technology trends
• Installed costs
• Performance (capacity factors)
• Power purchase agreement (PPA) prices and LCOE
• Wholesale market value
• PV, PV+battery, and concentrating solar thermal power (CSP) plants
• Capacity in interconnection queues
Acknowledgments
This material is based upon work supported by the U.S. Department of Energy’s Office of Energy Efficiency and Renewable Energy (EERE) under Solar Energy Technologies Office (SETO) Agreement Number 38444 and Contract No. DE-AC02-05CH11231. The authors thank Ammar Qusaibaty, Juan Botero, Michele Boyd, and Becca Jones-Albertus of the U.S. Department of Energy Solar Energy Technologies Office for supporting this work. The authors are solely responsible for any omissions or errors contained herein.
Disclaimer
This document was prepared as an account of work sponsored by the United States Government. While this document is believed to contain correct information, neither the United States Government nor any agency thereof, nor The Regents of the University of California, nor any of their employees, makes any warranty, express or implied, or assumes any legal responsibility for the accuracy, completeness, or usefulness of any information, apparatus, product, or process disclosed, or represents that its use would not infringe privately owned rights. Reference herein to any specific commercial product, process, or service by its trade name, trademark, manufacturer, or otherwise, does not necessarily constitute or imply its endorsement, recommendation, or favoring by the United States Government or any agency thereof, or The Regents of the University of California. The views and opinions of authors expressed herein do not necessarily state or reflect those of the United States Government or any agency thereof, or The Regents of the University of California.
Ernest Orlando Lawrence Berkeley National Laboratory is an equal opportunity employer.
Copyright Notice
This manuscript has been authored by an author at Lawrence Berkeley National Laboratory under Contract No. DE-AC02-05CH11231 with the U.S. Department of Energy. The U.S. Government retains, and the publisher, by accepting the article for publication, acknowledges, that the U.S. Government retains a non-exclusive, paid-up, irrevocable, worldwide license to publish or reproduce the published form of this manuscript, or allow others to do so, for U.S. Government purposes.

## LCOE of Utility-Scale PV
Estimated levelized cost of energy by commercial operation date, region, and project
Source: Berkeley Lab | [9 empty] | Source: Berkeley Lab | [5 empty] | Source: Berkeley Lab
GW-AC: | 53.8499 | 9.7159 | 0.24809 | 2.5397 | 8.6704 | 5.2292 | 0.50883 | 14.0787 | 12.6162 | 0.175 | 0.24291 |  |  | Project-Level | COD
Projects: | 1101 | 86 | 14 | 70 | 228 | 182 | 32 | 215 | 255 | 7 | 19 | Plant | COD | LCOE | Year
| Lower 48 | ERCOT | SPP | MISO | West (non-ISO) | PJM | ISO-NE | CAISO | Southeast (non-ISO) | Hawaii | NYISO | MW | Year | 2022 $/MWh | Code
2010 | 243.2834 |  |  |  | 189.8661 | 402.4846 |  |  | 348.697 |  |  | 19 | 2010 | 201.582 | 1
2011 | 225.7754 |  |  |  | 195.2286 | 304.7035 |  | 231.2259 | #N/A |  |  | 10 | 2010 | 402.0388 | 1
2012 | 164.4337 | 270.3308 |  |  | 179.0663 | 263.9886 |  | 129.5044 | 211.6654 |  |  | 12.6 | 2010 | 339.4299 | 1
2013 | 151.7178 | 306.1808 |  | 199.394 | 142.5777 | 293.9284 |  | 146.4723 | 192.8863 |  |  | 8.25 | 2010 | 471.7491 | 1
2014 | 145.26 | #N/A |  | 187.4885 | 116.9572 | 161.7329 | 281.0852 | 146.5148 | 138.0668 |  |  | 17.5 | 2010 | 327.755 | 1
2015 | 109.3441 | 107.3908 |  | 176.9053 | 88.559 | 123.643 | #N/A | 117.2301 | 110.5629 |  |  | 5.1 | 2010 | 312.0188 | 1
2016 | 82.4846 | 81.4177 | 70.6436 | 104.2004 | 74.9602 | 122.7013 | 335.2107 | 81.2738 | 89.8559 |  |  | 30.64 | 2010 | 181.3417 | 1
2017 | 80.4187 | 71.5029 | 82.7843 | 105.3046 | 69.4282 | 88.3857 | 130.5614 | 89.1147 | 82.0779 | 141.0398 | 128.3707 | 48 | 2010 | 162.9509 | 1
2018 | 65.142 | 53.5896 | 71.959 | 50.0348 | 63.7166 | 86.2958 | 97.2167 | 73.2967 | 59.2232 | #N/A | #N/A | 10.08 | 2010 | 382.8854 | 1
2019 | 55.6422 | 53.689 | 50.3719 | 71.3946 | 49.5616 | 69.7888 | 95.0525 | 57.3761 | 51.5963 | 108.7011 | 91.8386 | 13.9 | 2010 | 289.155 | 1
2020 | 47.8451 | 40.8095 | 48.7689 | 59.0054 | 47.2947 | 68.0572 | 83.298 | 44.9446 | 47.5668 |  | 92.2211 | 17.6 | 2011 | 197.9131 | 2
2021 | 41.3113 | 40.4544 | #N/A | 46.8119 | 34.4689 | 47.7345 | 73.9861 | 37.0413 | 43.1568 |  | #N/A | 15 | 2011 | 255.5952 | 2
2022 | 38.7881 | 31.6582 | #N/A | 52.2037 | 33.2337 | 50.088 | 63.3864 | 41.0253 | 37.8212 |  | 48.9702 | 20 | 2011 | 173.7856 | 2
[12 empty] | 17 | 2011 | 226.8298 | 2
[12 empty] | 16 | 2011 | 197.5305 | 2
[12 empty] | 10.4 | 2011 | 176.8761 | 2
[12 empty] | 6 | 2011 | 254.3393 | 2
[12 empty] | 15 | 2011 | 246.9646 | 2
[12 empty] | 8.91 | 2011 | 224.4318 | 2
[12 empty] | 19 | 2011 | 235.7789 | 2
[12 empty] | 18 | 2011 | 219.6259 | 2
[12 empty] | 20 | 2011 | 200.1787 | 2
[12 empty] | 20 | 2011 | 242.3453 | 2
[12 empty] | 15 | 2011 | 225.0525 | 2
[12 empty] | 5.2 | 2011 | 312.555 | 2
[12 empty] | 30.4 | 2011 | 180.6096 | 2
[12 empty] | 10 | 2011 | 279.3668 | 2
[12 empty] | 5.5 | 2011 | 256.2644 | 2
[12 empty] | 8 | 2011 | 286.1746 | 2
[12 empty] | 12 | 2011 | 357.6276 | 2
[12 empty] | 10 | 2011 | 331.8268 | 2
[12 empty] | 18 | 2011 | 314.5457 | 2
[12 empty] | 9 | 2011 | 156.6739 | 2
[12 empty] | 7 | 2011 | 177.6635 | 2
[12 empty] | 20.16 | 2011 | 158.548 | 2
[12 empty] | 31.5 | 2011 | 317.8902 | 2
[12 empty] | 8.08 | 2011 | 220.725 | 2
[12 empty] | 30 | 2011 | 218.2207 | 2
[12 empty] | 5.1 | 2012 | 118.7714 | 3
[12 empty] | 9 | 2012 | 164.372 | 3
[12 empty] | 19 | 2012 | 194.2768 | 3
[12 empty] | 20 | 2012 | 150.5833 | 3
[12 empty] | 170 | 2012 | 124.4263 | 3
[12 empty] | 26.46 | 2012 | 159.3674 | 3
[12 empty] | 19 | 2012 | 166.4376 | 3
[12 empty] | 50 | 2012 | 160.4702 | 3
[12 empty] | 20 | 2012 | 160.9329 | 3
[12 empty] | 20 | 2012 | 155.0641 | 3
[12 empty] | 10 | 2012 | 190.0905 | 3
[12 empty] | 20 | 2012 | 190.3853 | 3
[12 empty] | 23 | 2012 | 213.0689 | 3
[12 empty] | 10 | 2012 | 354.5209 | 3
[12 empty] | 25.8 | 2012 | 179.3248 | 3
[12 empty] | 30 | 2012 | 174.1568 | 3
[12 empty] | 11.12 | 2012 | 184.4277 | 3
[12 empty] | 14.85 | 2012 | 199.3113 | 3
[12 empty] | 14.85 | 2012 | 194.417 | 3
[12 empty] | 12 | 2012 | 246.0956 | 3
[12 empty] | 20 | 2012 | 242.1034 | 3
[12 empty] | 5.5 | 2012 | 247.4315 | 3
[12 empty] | 20 | 2012 | 230.1484 | 3
[12 empty] | 13 | 2012 | 304.2765 | 3
[12 empty] | 20 | 2012 | 220.437 | 3
[12 empty] | 12.5 | 2012 | 188.5873 | 3
[12 empty] | 5.5 | 2012 | 317.7091 | 3
[12 empty] | 5.5 | 2012 | 198.9953 | 3
[12 empty] | 15.904 | 2012 | 292.5416 | 3
[12 empty] | 12 | 2012 | 170.0561 | 3
[12 empty] | 20 | 2012 | 197.8546 | 3
[12 empty] | 92 | 2012 | 76.3564 | 3
[12 empty] | 52 | 2012 | 163.0097 | 3
[12 empty] | 21.8 | 2012 | 189.8895 | 3
[12 empty] | 10 | 2012 | 330.5988 | 3
[12 empty] | 7.6 | 2012 | 224.5512 | 3
[12 empty] | 9.9 | 2012 | 263.9163 | 3
[12 empty] | 9.9 | 2012 | 278.03 | 3
[12 empty] | 10.6 | 2012 | 269.474 | 3
[12 empty] | 37.44 | 2013 | 138.1313 | 4
[12 empty] | 129 | 2013 | 148.2055 | 4
[12 empty] | 15 | 2013 | 124.2768 | 4
[12 empty] | 14 | 2013 | 163.8101 | 4
[12 empty] | 14.8 | 2013 | 122.0573 | 4
[12 empty] | 9 | 2013 | 90.5583 | 4
[12 empty] | 130 | 2013 | 170.2639 | 4
[12 empty] | 66 | 2013 | 159.4162 | 4
[12 empty] | 20.2 | 2013 | 206.9586 | 4
[12 empty] | 26 | 2013 | 144.393 | 4
[12 empty] | 250 | 2013 | 146.456 | 4
[12 empty] | 147.4 | 2013 | 131.1813 | 4
[12 empty] | 110 | 2013 | 120.8336 | 4
[12 empty] | 20 | 2013 | 131.2784 | 4
[12 empty] | 20 | 2013 | 210.3525 | 4
[12 empty] | 20 | 2013 | 214.613 | 4
[12 empty] | 12 | 2013 | 111.3078 | 4
[12 empty] | 8.5 | 2013 | 121.9639 | 4
[12 empty] | 8.5 | 2013 | 484.0075 | 4
[12 empty] | 20 | 2013 | 142.5889 | 4
[12 empty] | 20 | 2013 | 126.0186 | 4
[12 empty] | 20 | 2013 | 135.0858 | 4
[12 empty] | 10 | 2013 | 175.5165 | 4
[12 empty] | 20 | 2013 | 133.0074 | 4
[12 empty] | 7.65 | 2013 | 205.9721 | 4
[12 empty] | 16 | 2013 | 170.6236 | 4
[12 empty] | 10 | 2013 | 228.244 | 4
[12 empty] | 10.1 | 2013 | 184.4224 | 4
[12 empty] | 10.1 | 2013 | 186.1005 | 4
[12 empty] | 8.6 | 2013 | 199.8886 | 4
[12 empty] | 20 | 2013 | 204.8007 | 4
[12 empty] | 9.8 | 2013 | 236.1808 | 4
[12 empty] | 7.5 | 2013 | 373.7497 | 4
[12 empty] | 8 | 2013 | 112.3206 | 4
[12 empty] | 7.5 | 2013 | 102.4787 | 4
[12 empty] | 30 | 2013 | 129.2628 | 4
[12 empty] | 9.999 | 2013 | 159.4307 | 4
[12 empty] | 40.7 | 2013 | 417.7664 | 4
[12 empty] | 290 | 2014 | 158.0942 | 5
[12 empty] | 37.12 | 2014 | 108.0372 | 5
[12 empty] | 29 | 2014 | 159.0462 | 5
[12 empty] | 12.6 | 2014 | 120.9736 | 5
[12 empty] | 17.7 | 2014 | 104.4503 | 5
[12 empty] | 6 | 2014 | 157.3385 | 5
[12 empty] | 13.624 | 2014 | 238.2485 | 5
[12 empty] | 19.568 | 2014 | 188.725 | 5
[12 empty] | 241.5 | 2014 | 179.847 | 5
[12 empty] | 19.7 | 2014 | 122.2614 | 5
[12 empty] | 18.5 | 2014 | 99.8859 | 5
[12 empty] | 170 | 2014 | 123.7396 | 5
[12 empty] | 19.76 | 2014 | 133.8415 | 5
[12 empty] | 249.7 | 2014 | 171.4113 | 5
[12 empty] | 313.7 | 2014 | 148.8237 | 5
[12 empty] | 10 | 2014 | 120.0999 | 5
[12 empty] | 10 | 2014 | 93.2986 | 5
[12 empty] | 20 | 2014 | 89.0757 | 5
[12 empty] | 206.72 | 2014 | 185.301 | 5
[12 empty] | 6 | 2014 | 158.8471 | 5
[12 empty] | 12 | 2014 | 143.9381 | 5
[12 empty] | 8 | 2014 | 137.4346 | 5
[12 empty] | 19 | 2014 | 120.1304 | 5
[12 empty] | 45 | 2014 | 100.3953 | 5
[12 empty] | 15 | 2014 | 109.4338 | 5
[12 empty] | 10 | 2014 | 111.3719 | 5
[12 empty] | 20 | 2014 | 120.6331 | 5
[12 empty] | 19.406 | 2014 | 116.0742 | 5
[12 empty] | 19.65 | 2014 | 123.0407 | 5
[12 empty] | 17.5 | 2014 | 164.9997 | 5
[12 empty] | 20 | 2014 | 97.5542 | 5
[12 empty] | 20 | 2014 | 107.3471 | 5
[12 empty] | 60 | 2014 | 137.9799 | 5
[12 empty] | 155.1 | 2014 | 155.4531 | 5
[12 empty] | 6.49 | 2014 | 117.0404 | 5
[12 empty] | 585.9 | 2014 | 132.2102 | 5
[12 empty] | 19.945 | 2014 | 88.1923 | 5
[12 empty] | 18 | 2014 | 109.491 | 5
[12 empty] | 20 | 2014 | 93.19 | 5
[12 empty] | 30 | 2014 | 160.0671 | 5
[12 empty] | 8.8205 | 2014 | 136.6627 | 5
[12 empty] | 7.892 | 2014 | 252.8397 | 5
[12 empty] | 6.25 | 2014 | 336.5146 | 5
[12 empty] | 14 | 2014 | 262.0209 | 5
[12 empty] | 19.946 | 2014 | 125.7961 | 5
[12 empty] | 19.79 | 2014 | 147.9363 | 5
[12 empty] | 19.646 | 2014 | 168.7756 | 5
[12 empty] | 8 | 2014 | 169.9378 | 5
[12 empty] | 7 | 2014 | 239.8492 | 5
[12 empty] | 5.34 | 2014 | 173.2428 | 5
[12 empty] | 7.726 | 2014 | 241.2693 | 5
[12 empty] | 8 | 2014 | 159.2539 | 5
[12 empty] | 7 | 2014 | 153.4412 | 5
[12 empty] | 7.6 | 2014 | 72.9845 | 5
[12 empty] | 52.2 | 2014 | 91.688 | 5
[12 empty] | 9.12 | 2014 | 73.0315 | 5
[12 empty] | 6.08 | 2014 | 81.7794 | 5
[12 empty] | 20 | 2014 | 102.0723 | 5
[12 empty] | 17.494 | 2014 | 141.7498 | 5
[12 empty] | 15.84 | 2014 | 118.1373 | 5
[12 empty] | 15.84 | 2014 | 114.7487 | 5
[12 empty] | 39.6 | 2014 | 200.8129 | 5
[12 empty] | 10.416 | 2014 | 82.2035 | 5
[12 empty] | 12.5 | 2015 | 116.4587 | 6
[12 empty] | 11.2 | 2015 | 90.6397 | 6
[12 empty] | 11.2 | 2015 | 84.9166 | 6
[12 empty] | 55 | 2015 | 87.4191 | 6
[12 empty] | 45 | 2015 | 70.6811 | 6
[12 empty] | 12 | 2015 | 141.6185 | 6
[12 empty] | 20.004 | 2015 | 130.8792 | 6
[12 empty] | 18.7 | 2015 | 107.0646 | 6
[12 empty] | 18.4 | 2015 | 114.791 | 6
[12 empty] | 20.02 | 2015 | 114.6595 | 6
[12 empty] | 19.75 | 2015 | 111.5992 | 6
[12 empty] | 20 | 2015 | 132.9394 | 6
[12 empty] | 20 | 2015 | 114.4866 | 6
[12 empty] | 12 | 2015 | 136.9811 | 6
[12 empty] | 26.656 | 2015 | 93.1416 | 6
[12 empty] | 20.007 | 2015 | 128.0442 | 6
[12 empty] | 20 | 2015 | 78.9548 | 6
[12 empty] | 20 | 2015 | 76.0661 | 6
[12 empty] | 32 | 2015 | 102.3595 | 6
[12 empty] | 20 | 2015 | 123.5519 | 6
[12 empty] | 15 | 2015 | 107.9964 | 6
[12 empty] | 20 | 2015 | 95.7364 | 6
[12 empty] | 7 | 2015 | 95.9115 | 6
[12 empty] | 62.5 | 2015 | 149.4438 | 6
[12 empty] | 19.2 | 2015 | 171.8797 | 6
[12 empty] | 20 | 2015 | 98.7933 | 6
[12 empty] | 105.1 | 2015 | 135.3421 | 6
[12 empty] | 16.66 | 2015 | 131.4472 | 6
[12 empty] | 9.98 | 2015 | 97.2009 | 6
[12 empty] | 20 | 2015 | 112.2899 | 6
[12 empty] | 30 | 2015 | 94.1818 | 6
[12 empty] | 20 | 2015 | 96.6496 | 6
[12 empty] | 20 | 2015 | 104.8935 | 6
[12 empty] | 22 | 2015 | 101.5688 | 6
[12 empty] | 314.4 | 2015 | 121.0301 | 6
[12 empty] | 279.5 | 2015 | 124.1697 | 6
[12 empty] | 7.5 | 2015 | 125.2955 | 6
[12 empty] | 13 | 2015 | 96.5354 | 6
[12 empty] | 10 | 2015 | 109.2755 | 6
[12 empty] | 20 | 2015 | 105.8658 | 6
[12 empty] | 14.994 | 2015 | 104.5693 | 6
[12 empty] | 52 | 2015 | 112.2168 | 6
[12 empty] | 6 | 2015 | 119.4652 | 6
[12 empty] | 5.5 | 2015 | 89.1485 | 6
[12 empty] | 18.972 | 2015 | 94.4639 | 6
[12 empty] | 81.06 | 2015 | 89.6057 | 6
[12 empty] | 30 | 2015 | 120.3459 | 6
[12 empty] | 21 | 2015 | 103.8054 | 6
[12 empty] | 20 | 2015 | 114.1853 | 6
[12 empty] | 10 | 2015 | 172.9527 | 6
[12 empty] | 5.2 | 2015 | 182.5484 | 6
[12 empty] | 5.2 | 2015 | 179.1687 | 6
[12 empty] | 10.3 | 2015 | 106.6045 | 6
[12 empty] | 17.5 | 2015 | 471.3085 | 6
[12 empty] | 15.003 | 2015 | 111.1278 | 6
[12 empty] | 12.8 | 2015 | 131.4231 | 6
[12 empty] | 81 | 2015 | 106.041 | 6
[12 empty] | 14 | 2015 | 125.405 | 6
[12 empty] | 47.7 | 2015 | 107.0738 | 6
[12 empty] | 23.1 | 2015 | 127.1085 | 6
[12 empty] | 20 | 2015 | 98.2742 | 6
[12 empty] | 21 | 2015 | 125.0625 | 6
[12 empty] | 20 | 2015 | 140.4618 | 6
[12 empty] | 19.654 | 2015 | 162.9259 | 6
[12 empty] | 20 | 2015 | 118.444 | 6
[12 empty] | 11.662 | 2015 | 123.5576 | 6
[12 empty] | 64.8 | 2015 | 97.737 | 6
[12 empty] | 20 | 2015 | 107.5141 | 6
[12 empty] | 12 | 2015 | 108.4598 | 6
[12 empty] | 15 | 2015 | 156.1819 | 6
[12 empty] | 8.6 | 2015 | 178.7551 | 6
[12 empty] | 10 | 2015 | 198.5895 | 6
[12 empty] | 7.8 | 2015 | 165.5618 | 6
[12 empty] | 10 | 2015 | 74.3413 | 6
[12 empty] | 9.5 | 2015 | 71.7541 | 6
[12 empty] | 10.5 | 2015 | 70.6443 | 6
[12 empty] | 10 | 2015 | 77.3275 | 6
[12 empty] | 60.8 | 2015 | 62.2694 | 6
[12 empty] | 255 | 2015 | 87.6489 | 6
[12 empty] | 15.5 | 2015 | 95.7115 | 6
[12 empty] | 29.76 | 2015 | 57.9578 | 6
[12 empty] | 5.5 | 2015 | 133.5448 | 6
[12 empty] | 95 | 2015 | 122.5929 | 6
[12 empty] | 50 | 2015 | 96.3389 | 6
[12 empty] | 80 | 2015 | 70.2076 | 6
[12 empty] | 75 | 2016 | 77.0752 | 7
[12 empty] | 50 | 2016 | 66.7956 | 7
[12 empty] | 16 | 2016 | 60.0307 | 7
[12 empty] | 100.8 | 2016 | 64.991 | 7
[12 empty] | 154 | 2016 | 44.7584 | 7
[12 empty] | 30 | 2016 | 73.2551 | 7
[12 empty] | 20.5 | 2016 | 64.5641 | 7
[12 empty] | 148.7 | 2016 | 73.8419 | 7
[12 empty] | 20 | 2016 | 76.4868 | 7
[12 empty] | 50 | 2016 | 66.5666 | 7
[12 empty] | 5.001 | 2016 | 64.6666 | 7
[12 empty] | 56 | 2016 | 66.8612 | 7
[12 empty] | 50 | 2016 | 69.8643 | 7
[12 empty] | 109.8 | 2016 | 75.3298 | 7
[12 empty] | 131.2 | 2016 | 70.2166 | 7
[12 empty] | 20 | 2016 | 117.8759 | 7
[12 empty] | 20 | 2016 | 84.3812 | 7
[12 empty] | 20 | 2016 | 92.2174 | 7
[12 empty] | 15 | 2016 | 87.9815 | 7
[12 empty] | 20 | 2016 | 86.6866 | 7
[12 empty] | 20 | 2016 | 106.4459 | 7
[12 empty] | 21.19 | 2016 | 74.1975 | 7
[12 empty] | 40 | 2016 | 68.5816 | 7
[12 empty] | 60 | 2016 | 70.3241 | 7
[12 empty] | 20 | 2016 | 73.7311 | 7
[12 empty] | 102 | 2016 | 135.0436 | 7
[12 empty] | 20 | 2016 | 60.0841 | 7
[12 empty] | 20 | 2016 | 57.7559 | 7
[12 empty] | 20 | 2016 | 94.9458 | 7
[12 empty] | 270.6 | 2016 | 78.8262 | 7
[12 empty] | 20 | 2016 | 122.982 | 7
[12 empty] | 20 | 2016 | 114.414 | 7
[12 empty] | 20 | 2016 | 88.0668 | 7
[12 empty] | 9.5 | 2016 | 84.3353 | 7
[12 empty] | 10.88 | 2016 | 107.3493 | 7
[12 empty] | 100 | 2016 | 73.625 | 7
[12 empty] | 75 | 2016 | 69.3789 | 7
[12 empty] | 62 | 2016 | 77.4508 | 7
[12 empty] | 185 | 2016 | 71.0544 | 7
[12 empty] | 20 | 2016 | 76.717 | 7
[12 empty] | 100 | 2016 | 90.9858 | 7
[12 empty] | 205.3 | 2016 | 83.0877 | 7
[12 empty] | 19.5 | 2016 | 111.0534 | 7
[12 empty] | 19.5 | 2016 | 110.0745 | 7
[12 empty] | 20 | 2016 | 80.8956 | 7
[12 empty] | 85 | 2016 | 67.8339 | 7
[12 empty] | 105 | 2016 | 84.6676 | 7
[12 empty] | 155 | 2016 | 76.8765 | 7
[12 empty] | 54 | 2016 | 80.1981 | 7
[12 empty] | 299.5 | 2016 | 145.2515 | 7
[12 empty] | 20 | 2016 | 60.4198 | 7
[12 empty] | 54 | 2016 | 79.7667 | 7
[12 empty] | 14 | 2016 | 129.7761 | 7
[12 empty] | 20 | 2016 | 70.9692 | 7
[12 empty] | 10 | 2016 | 74.3065 | 7
[12 empty] | 10 | 2016 | 76.375 | 7
[12 empty] | 120 | 2016 | 88.116 | 7
[12 empty] | 32.4 | 2016 | 71.8148 | 7
[12 empty] | 30 | 2016 | 68.1733 | 7
[12 empty] | 13 | 2016 | 84.6008 | 7
[12 empty] | 6.5 | 2016 | 103.5849 | 7
[12 empty] | 12.831 | 2016 | 94.0464 | 7
[12 empty] | 74.5 | 2016 | 79.3143 | 7
[12 empty] | 74.5 | 2016 | 82.6627 | 7
[12 empty] | 74.5 | 2016 | 110.6512 | 7
[12 empty] | 5.1 | 2016 | 120.563 | 7
[12 empty] | 22 | 2016 | 86.311 | 7
[12 empty] | 103 | 2016 | 87.2622 | 7
[12 empty] | 30 | 2016 | 107.869 | 7
[12 empty] | 30 | 2016 | 114.7355 | 7
[12 empty] | 52.5 | 2016 | 97.7669 | 7
[12 empty] | 30 | 2016 | 104.4525 | 7
[12 empty] | 51 | 2016 | 85.4069 | 7
[12 empty] | 20.163 | 2016 | 90.0336 | 7
[12 empty] | 30.48 | 2016 | 89.514 | 7
[12 empty] | 15.7 | 2016 | 119.2658 | 7
[12 empty] | 17.68 | 2016 | 101.4936 | 7
[12 empty] | 146 | 2016 | 86.6895 | 7
[12 empty] | 76.5 | 2016 | 84.0069 | 7
[12 empty] | 101.2 | 2016 | 80.1984 | 7
[12 empty] | 80 | 2016 | 63.6607 | 7
[12 empty] | 40 | 2016 | 93.8847 | 7
[12 empty] | 5.4 | 2016 | 112.1477 | 7
[12 empty] | 5.01 | 2016 | 125.063 | 7
[12 empty] | 5.2 | 2016 | 117.6388 | 7
[12 empty] | 10 | 2016 | 124.7675 | 7
[12 empty] | 11.93 | 2016 | 190.0384 | 7
[12 empty] | 14.682 | 2016 | 804.1958 | 7
[12 empty] | 15.7 | 2016 | 130.6057 | 7
[12 empty] | 13.6 | 2016 | 115.6366 | 7
[12 empty] | 10 | 2016 | 154.9351 | 7
[12 empty] | 100 | 2016 | 103.8789 | 7
[12 empty] | 40 | 2016 | 95.883 | 7
[12 empty] | 78.5 | 2016 | 96.1042 | 7
[12 empty] | 38.9 | 2016 | 82.6542 | 7
[12 empty] | 15.4 | 2016 | 103.5421 | 7
[12 empty] | 19.999 | 2016 | 110.6362 | 7
[12 empty] | 74.8 | 2016 | 84.7214 | 7
[12 empty] | 6.664 | 2016 | 96.9134 | 7
[12 empty] | 60 | 2016 | 107.7109 | 7
[12 empty] | 15 | 2016 | 110.9775 | 7
[12 empty] | 5.9 | 2016 | 108.2936 | 7
[12 empty] | 8.5 | 2016 | 138.3604 | 7
[12 empty] | 7.92 | 2016 | 192.3892 | 7
[12 empty] | 7 | 2016 | 177.4527 | 7
[12 empty] | 6.2 | 2016 | 198.9724 | 7
[12 empty] | 7.7 | 2016 | 156.9511 | 7
[12 empty] | 7.5 | 2016 | 143.8165 | 7
[12 empty] | 25 | 2016 | 67.1961 | 7
[12 empty] | 70 | 2016 | 69.4486 | 7
[12 empty] | 70 | 2016 | 73.2561 | 7
[12 empty] | 100 | 2016 | 69.9832 | 7
[12 empty] | 93.6 | 2016 | 76.6512 | 7
[12 empty] | 250 | 2016 | 97.0828 | 7
[12 empty] | 14.4 | 2016 | 109.4302 | 7
[12 empty] | 250 | 2016 | 67.6158 | 7
[12 empty] | 9.5 | 2016 | 155.3156 | 7
[12 empty] | 9.9 | 2016 | 137.5787 | 7
[12 empty] | 6 | 2016 | 88.1877 | 7
[12 empty] | 9 | 2016 | 88.8483 | 7
[12 empty] | 9.9 | 2016 | 92.9567 | 7
[12 empty] | 10 | 2016 | 86.489 | 7
[12 empty] | 8 | 2016 | 93.6416 | 7
[12 empty] | 10 | 2016 | 88.748 | 7
[12 empty] | 10 | 2016 | 88.7667 | 7
[12 empty] | 10 | 2016 | 92.9332 | 7
[12 empty] | 6.8 | 2016 | 84.3958 | 7
[12 empty] | 16 | 2016 | 99.714 | 7
[12 empty] | 8 | 2016 | 102.5454 | 7
[12 empty] | 106.4 | 2016 | 91.6853 | 7
[12 empty] | 157.5 | 2016 | 74.2445 | 7
[12 empty] | 80 | 2016 | 56.7273 | 7
[12 empty] | 80.016 | 2016 | 60.3742 | 7
[12 empty] | 80.016 | 2016 | 61.2123 | 7
[12 empty] | 80.016 | 2016 | 61.0978 | 7
[12 empty] | 80 | 2016 | 65.2272 | 7
[12 empty] | 50.4 | 2016 | 71.597 | 7
[12 empty] | 80.016 | 2016 | 61.9276 | 7
[12 empty] | 20 | 2016 | 72.5104 | 7
[12 empty] | 50 | 2016 | 75.0829 | 7
[12 empty] | 80 | 2016 | 54.3508 | 7
[12 empty] | 80 | 2016 | 111.7359 | 7
[12 empty] | 17 | 2016 | 136.9745 | 7
[12 empty] | 20 | 2016 | 131.102 | 7
[12 empty] | 19.7 | 2016 | 122.2415 | 7
[12 empty] | 79.2 | 2017 | 58.1824 | 8
[12 empty] | 7.4 | 2017 | 148.971 | 8
[12 empty] | 10.6 | 2017 | 156.3752 | 8
[12 empty] | 10 | 2017 | 112.4561 | 8
[12 empty] | 20 | 2017 | 48.2006 | 8
[12 empty] | 27.3 | 2017 | 74.482 | 8
[12 empty] | 40 | 2017 | 67.1966 | 8
[12 empty] | 9 | 2017 | 62.1026 | 8
[12 empty] | 5.25 | 2017 | 120.5946 | 8
[12 empty] | 20 | 2017 | 51.9346 | 8
[12 empty] | 20 | 2017 | 54.1161 | 8
[12 empty] | 20 | 2017 | 56.5894 | 8
[12 empty] | 56 | 2017 | 58.0312 | 8
[12 empty] | 45 | 2017 | 61.6978 | 8
[12 empty] | 36 | 2017 | 65.6543 | 8
[12 empty] | 130 | 2017 | 97.7341 | 8
[12 empty] | 15.8 | 2017 | 155.064 | 8
[12 empty] | 20 | 2017 | 82.9562 | 8
[12 empty] | 40 | 2017 | 126.3292 | 8
[12 empty] | 20 | 2017 | 101.3044 | 8
[12 empty] | 20 | 2017 | 89.419 | 8
[12 empty] | 10.5 | 2017 | 83.4328 | 8
[12 empty] | 30 | 2017 | 80.0274 | 8
[12 empty] | 21.04 | 2017 | 95.3844 | 8
[12 empty] | 20 | 2017 | 112.1111 | 8
[12 empty] | 11.4 | 2017 | 103.9638 | 8
[12 empty] | 20 | 2017 | 70.3227 | 8
[12 empty] | 6.8 | 2017 | 77.3606 | 8
[12 empty] | 10 | 2017 | 119.8873 | 8
[12 empty] | 20 | 2017 | 54.0501 | 8
[12 empty] | 13.8 | 2017 | 87.4241 | 8
[12 empty] | 20.6 | 2017 | 93.815 | 8
[12 empty] | 20 | 2017 | 78.7127 | 8
[12 empty] | 20 | 2017 | 71.1752 | 8
[12 empty] | 14.7 | 2017 | 103.1835 | 8
[12 empty] | 16 | 2017 | 67.1051 | 8
[12 empty] | 7.1 | 2017 | 86.6514 | 8
[12 empty] | 19 | 2017 | 96.2571 | 8
[12 empty] | 30 | 2017 | 99.4162 | 8
[12 empty] | 40 | 2017 | 106.7943 | 8
[12 empty] | 50 | 2017 | 103.1419 | 8
[12 empty] | 8.8 | 2017 | 82.6333 | 8
[12 empty] | 20 | 2017 | 71.6797 | 8
[12 empty] | 20 | 2017 | 94.0498 | 8
[12 empty] | 20 | 2017 | 84.4608 | 8
[12 empty] | 20 | 2017 | 77.6164 | 8
[12 empty] | 20 | 2017 | 99.0692 | 8
[12 empty] | 20 | 2017 | 81.2071 | 8
[12 empty] | 20 | 2017 | 83.6319 | 8
[12 empty] | 5.001 | 2017 | 75.9902 | 8
[12 empty] | 8.1 | 2017 | 67.9841 | 8
[12 empty] | 17 | 2017 | 114.6042 | 8
[12 empty] | 8.5 | 2017 | 106.742 | 8
[12 empty] | 5.8 | 2017 | 193.5248 | 8
[12 empty] | 5.001 | 2017 | 103.4374 | 8
[12 empty] | 6.5 | 2017 | 161.0514 | 8
[12 empty] | 9.9 | 2017 | 107.3344 | 8
[12 empty] | 28.56 | 2017 | 112.5144 | 8
[12 empty] | 19.57 | 2017 | 123.7075 | 8
[12 empty] | 10 | 2017 | 115.6655 | 8
[12 empty] | 6 | 2017 | 115.247 | 8
[12 empty] | 6.5 | 2017 | 130.5906 | 8
[12 empty] | 6.5 | 2017 | 116.3281 | 8
[12 empty] | 5.5 | 2017 | 117.2476 | 8
[12 empty] | 7.5 | 2017 | 123.959 | 8
[12 empty] | 10 | 2017 | 121.4187 | 8
[12 empty] | 10 | 2017 | 140.9597 | 8
[12 empty] | 5.5 | 2017 | 125.3745 | 8
[12 empty] | 8.5 | 2017 | 126.0618 | 8
[12 empty] | 10 | 2017 | 79.8335 | 8
[12 empty] | 62.25 | 2017 | 106.7285 | 8
[12 empty] | 7.11 | 2017 | 76.5081 | 8
[12 empty] | 7.92 | 2017 | 96.0963 | 8
[12 empty] | 50.6 | 2017 | 82.5651 | 8
[12 empty] | 52 | 2017 | 94.7971 | 8
[12 empty] | 52 | 2017 | 78.5311 | 8
[12 empty] | 15.84 | 2017 | 81.6536 | 8
[12 empty] | 19.4 | 2017 | 120.4477 | 8
[12 empty] | 50 | 2017 | 95.8674 | 8
[12 empty] | 50 | 2017 | 95.122 | 8
[12 empty] | 5.28 | 2017 | 86.3052 | 8
[12 empty] | 35 | 2017 | 87.5434 | 8
[12 empty] | 78.7 | 2017 | 84.3948 | 8
[12 empty] | 71 | 2017 | 81.1244 | 8
[12 empty] | 35 | 2017 | 80.6322 | 8
[12 empty] | 10 | 2017 | 76.9 | 8
[12 empty] | 60 | 2017 | 90.4933 | 8
[12 empty] | 20.25 | 2017 | 98.0793 | 8
[12 empty] | 16.2 | 2017 | 89.1929 | 8
[12 empty] | 60 | 2017 | 85.0359 | 8
[12 empty] | 64.48 | 2017 | 71.8626 | 8
[12 empty] | 13.5 | 2017 | 107.288 | 8
[12 empty] | 19.9 | 2017 | 47.4788 | 8
[12 empty] | 10 | 2017 | 85.897 | 8
[12 empty] | 10 | 2017 | 82.3732 | 8
[12 empty] | 10 | 2017 | 84.1017 | 8
[12 empty] | 10 | 2017 | 84.0052 | 8
[12 empty] | 10 | 2017 | 85.4598 | 8
[12 empty] | 5.76 | 2017 | 83.8474 | 8
[12 empty] | 13 | 2017 | 152.2368 | 8
[12 empty] | 8.8 | 2017 | 102.2535 | 8
[12 empty] | 8.8 | 2017 | 101.0815 | 8
[12 empty] | 8.3 | 2017 | 154.4623 | 8
[12 empty] | 28.1 | 2017 | 70.2162 | 8
[12 empty] | 10 | 2017 | 50.3843 | 8
[12 empty] | 50 | 2017 | 62.0509 | 8
[12 empty] | 10.638 | 2017 | 71.481 | 8
[12 empty] | 50 | 2017 | 66.7698 | 8
[12 empty] | 79 | 2017 | 67.9439 | 8
[12 empty] | 100 | 2017 | 70.6993 | 8
[12 empty] | 6 | 2017 | 115.7714 | 8
[12 empty] | 9 | 2017 | 137.4511 | 8
[12 empty] | 20 | 2017 | 85.309 | 8
[12 empty] | 5.001 | 2017 | 62.1554 | 8
[12 empty] | 9.9 | 2017 | 66.9684 | 8
[12 empty] | 56 | 2017 | 76.5079 | 8
[12 empty] | 10 | 2017 | 70.4068 | 8
[12 empty] | 10 | 2017 | 72.3772 | 8
[12 empty] | 9.9 | 2017 | 85.6003 | 8
[12 empty] | 8 | 2017 | 40.4517 | 8
[12 empty] | 5.44 | 2017 | 59.6097 | 8
[12 empty] | 20 | 2017 | 58.1451 | 8
[12 empty] | 10.88 | 2017 | 39.9308 | 8
[12 empty] | 20.4 | 2017 | 66.8451 | 8
[12 empty] | 10.2 | 2017 | 72.5031 | 8
[12 empty] | 8.16 | 2017 | 56.8406 | 8
[12 empty] | 20 | 2017 | 62.0686 | 8
[12 empty] | 6.8 | 2017 | 60.8081 | 8
[12 empty] | 71.4 | 2017 | 74.6926 | 8
[12 empty] | 8.16 | 2017 | 48.9269 | 8
[12 empty] | 10 | 2017 | 75.6471 | 8
[12 empty] | 10.2 | 2017 | 87.9508 | 8
[12 empty] | 10.2 | 2017 | 55.6907 | 8
[12 empty] | 10.88 | 2017 | 41.175 | 8
[12 empty] | 16 | 2017 | 90.0063 | 8
[12 empty] | 15 | 2017 | 69.4185 | 8
[12 empty] | 157.5 | 2017 | 59.0672 | 8
[12 empty] | 120 | 2017 | 58.4589 | 8
[12 empty] | 15.4 | 2017 | 100.6862 | 8
[12 empty] | 5.3 | 2017 | 111.4848 | 8
[12 empty] | 102 | 2017 | 64.8327 | 8
[12 empty] | 10 | 2017 | 62.4955 | 8
[12 empty] | 5.28 | 2017 | 157.1503 | 8
[12 empty] | 5.17 | 2017 | 87.5925 | 8
[12 empty] | 110.2 | 2017 | 108.7658 | 8
[12 empty] | 50 | 2017 | 75.7977 | 8
[12 empty] | 50 | 2017 | 55.1065 | 8
[12 empty] | 5.001 | 2017 | 65.6114 | 8
[12 empty] | 5.001 | 2017 | 83.7614 | 8
[12 empty] | 10 | 2017 | 52.0753 | 8
[12 empty] | 19.8 | 2017 | 71.074 | 8
[12 empty] | 20 | 2017 | 83.0377 | 8
[12 empty] | 20 | 2017 | 77.9688 | 8
[12 empty] | 20 | 2017 | 75.69 | 8
[12 empty] | 100 | 2017 | 79.9746 | 8
[12 empty] | 10 | 2017 | 78.5975 | 8
[12 empty] | 20 | 2017 | 91.7277 | 8
[12 empty] | 20 | 2017 | 97.7805 | 8
[12 empty] | 17.6 | 2017 | 102.1843 | 8
[12 empty] | 20 | 2017 | 103.5999 | 8
[12 empty] | 15.9 | 2018 | 96.2747 | 9
[12 empty] | 81 | 2018 | 43.5267 | 9
[12 empty] | 46 | 2018 | 45.177 | 9
[12 empty] | 20 | 2018 | 67.7469 | 9
[12 empty] | 105 | 2018 | 50.9469 | 9
[12 empty] | 140 | 2018 | 84.9094 | 9
[12 empty] | 100 | 2018 | 77.937 | 9
[12 empty] | 74.8 | 2018 | 66.6225 | 9
[12 empty] | 200 | 2018 | 61.4255 | 9
[12 empty] | 50 | 2018 | 78.7274 | 9
[12 empty] | 20 | 2018 | 63.941 | 9
[12 empty] | 252.3 | 2018 | 81.8221 | 9
[12 empty] | 20 | 2018 | 90.1374 | 9
[12 empty] | 18.5 | 2018 | 114.0148 | 9
[12 empty] | 50 | 2018 | 53.0187 | 9
[12 empty] | 20 | 2018 | 92.6882 | 9
[12 empty] | 20 | 2018 | 108.3249 | 9
[12 empty] | 74.4 | 2018 | 62.0818 | 9
[12 empty] | 7.26 | 2018 | 70.5496 | 9
[12 empty] | 52 | 2018 | 54.8788 | 9
[12 empty] | 74.5 | 2018 | 47.6963 | 9
[12 empty] | 74.5 | 2018 | 50.711 | 9
[12 empty] | 74.5 | 2018 | 52.0866 | 9
[12 empty] | 74.5 | 2018 | 49.5024 | 9
[12 empty] | 74.5 | 2018 | 51.3202 | 9
[12 empty] | 74.5 | 2018 | 49.3224 | 9
[12 empty] | 74.5 | 2018 | 51.2328 | 9
[12 empty] | 74.5 | 2018 | 50.6489 | 9
[12 empty] | 74.9 | 2018 | 53.8413 | 9
[12 empty] | 70.3 | 2018 | 55.7952 | 9
[12 empty] | 31.16 | 2018 | 91.7486 | 9
[12 empty] | 7.5 | 2018 | 66.6073 | 9
[12 empty] | 12 | 2018 | 128.3535 | 9
[12 empty] | 75 | 2018 | 83.4908 | 9
[12 empty] | 8.1 | 2018 | 70.4742 | 9
[12 empty] | 15.9 | 2018 | 73.4507 | 9
[12 empty] | 6.625 | 2018 | 70.4884 | 9
[12 empty] | 8.4 | 2018 | 63.5771 | 9
[12 empty] | 80 | 2018 | 90.1599 | 9
[12 empty] | 50.2 | 2018 | 66.9289 | 9
[12 empty] | 52.1 | 2018 | 59.8663 | 9
[12 empty] | 50.2 | 2018 | 66.0121 | 9
[12 empty] | 50 | 2018 | 69.9474 | 9
[12 empty] | 33.3 | 2018 | 67.8106 | 9
[12 empty] | 74.8 | 2018 | 74.3524 | 9
[12 empty] | 74.9 | 2018 | 70.594 | 9
[12 empty] | 6 | 2018 | 79.9182 | 9
[12 empty] | 10 | 2018 | 142.3139 | 9
[12 empty] | 10 | 2018 | 107.2244 | 9
[12 empty] | 8.8 | 2018 | 108.431 | 9
[12 empty] | 8.8 | 2018 | 99.9227 | 9
[12 empty] | 8.4 | 2018 | 117.9638 | 9
[12 empty] | 7.5 | 2018 | 148.6339 | 9
[12 empty] | 8 | 2018 | 68.7448 | 9
[12 empty] | 10 | 2018 | 43.1085 | 9
[12 empty] | 10 | 2018 | 43.9908 | 9
[12 empty] | 5.001 | 2018 | 60.6311 | 9
[12 empty] | 20 | 2018 | 82.9225 | 9
[12 empty] | 24.9 | 2018 | 91.393 | 9
[12 empty] | 10 | 2018 | 80.0012 | 9
[12 empty] | 10 | 2018 | 63.5808 | 9
[12 empty] | 10 | 2018 | 73.4758 | 9
[12 empty] | 8 | 2018 | 87.631 | 9
[12 empty] | 9.9 | 2018 | 64.6338 | 9
[12 empty] | 10 | 2018 | 67.8625 | 9
[12 empty] | 6 | 2018 | 67.8675 | 9
[12 empty] | 8 | 2018 | 57.3944 | 9
[12 empty] | 10 | 2018 | 56.4974 | 9
[12 empty] | 10 | 2018 | 75.6302 | 9
[12 empty] | 10.2 | 2018 | 67.1265 | 9
[12 empty] | 7.48 | 2018 | 98.3943 | 9
[12 empty] | 39 | 2018 | 71.2168 | 9
[12 empty] | 8 | 2018 | 51.7802 | 9
[12 empty] | 6.1 | 2018 | 53.0947 | 9
[12 empty] | 15 | 2018 | 78.606 | 9
[12 empty] | 53 | 2018 | 73.2043 | 9
[12 empty] | 30 | 2018 | 51.2679 | 9
[12 empty] | 10 | 2018 | 61.8424 | 9
[12 empty] | 10 | 2018 | 94.9962 | 9
[12 empty] | 154 | 2018 | 54.3302 | 9
[12 empty] | 180 | 2018 | 41.2174 | 9
[12 empty] | 10 | 2018 | 65.3582 | 9
[12 empty] | 10 | 2018 | 79.116 | 9
[12 empty] | 182 | 2018 | 66.1065 | 9
[12 empty] | 50 | 2018 | 53.3809 | 9
[12 empty] | 10 | 2018 | 91.8794 | 9
[12 empty] | 6 | 2018 | 55.3454 | 9
[12 empty] | 20 | 2018 | 61.013 | 9
[12 empty] | 17 | 2018 | 82.7294 | 9
[12 empty] | 15 | 2018 | 86.4153 | 9
[12 empty] | 19.59 | 2018 | 92.1588 | 9
[12 empty] | 19.2 | 2018 | 143.0676 | 9
[12 empty] | 80 | 2018 | 50.8572 | 9
[12 empty] | 5.001 | 2019 | 47.6204 | 10
[12 empty] | 5.001 | 2019 | 47.4378 | 10
[12 empty] | 28 | 2019 | 57.8917 | 10
[12 empty] | 20 | 2019 | 60.9436 | 10
[12 empty] | 20 | 2019 | 56.1145 | 10
[12 empty] | 150 | 2019 | 83.6689 | 10
[12 empty] | 30 | 2019 | 50.118 | 10
[12 empty] | 7.6 | 2019 | 94.0183 | 10
[12 empty] | 150 | 2019 | 73.9638 | 10
[12 empty] | 100 | 2019 | 40.5273 | 10
[12 empty] | 90 | 2019 | 85.1391 | 10
[12 empty] | 111.2 | 2019 | 55.4667 | 10
[12 empty] | 100 | 2019 | 56.5875 | 10
[12 empty] | 20 | 2019 | 50.1964 | 10
[12 empty] | 200 | 2019 | 37.5352 | 10
[12 empty] | 39.5 | 2019 | 40.673 | 10
[12 empty] | 8.1 | 2019 | 54.6836 | 10
[12 empty] | 26.4 | 2019 | 146.9526 | 10
[12 empty] | 35 | 2019 | 67.7567 | 10
[12 empty] | 74.5 | 2019 | 49.2022 | 10
[12 empty] | 74.5 | 2019 | 48.8209 | 10
[12 empty] | 74.5 | 2019 | 55.3984 | 10
[12 empty] | 74.5 | 2019 | 49.6493 | 10
[12 empty] | 61.1 | 2019 | 59.357 | 10
[12 empty] | 5.001 | 2019 | 70.0188 | 10
[12 empty] | 49.6 | 2019 | 59.3513 | 10
[12 empty] | 45 | 2019 | 66.8144 | 10
[12 empty] | 74.5 | 2019 | 56.5847 | 10
[12 empty] | 55 | 2019 | 61.9723 | 10
[12 empty] | 42 | 2019 | 60.0761 | 10
[12 empty] | 74.9 | 2019 | 50.0923 | 10
[12 empty] | 120 | 2019 | 44.9602 | 10
[12 empty] | 150 | 2019 | 44.5101 | 10
[12 empty] | 102.5 | 2019 | 40.1892 | 10
[12 empty] | 40 | 2019 | 37.1516 | 10
[12 empty] | 7.9 | 2019 | 75.6344 | 10
[12 empty] | 6.7 | 2019 | 65.2082 | 10
[12 empty] | 5.3 | 2019 | 66.2602 | 10
[12 empty] | 6 | 2019 | 55.4805 | 10
[12 empty] | 5.001 | 2019 | 92.6461 | 10
[12 empty] | 5.001 | 2019 | 101.2944 | 10
[12 empty] | 7.6 | 2019 | 132.5517 | 10
[12 empty] | 52.5 | 2019 | 37.5622 | 10
[12 empty] | 70.1 | 2019 | 59.1213 | 10
[12 empty] | 10 | 2019 | 59.7151 | 10
[12 empty] | 20 | 2019 | 63.7791 | 10
[12 empty] | 79.9 | 2019 | 67.1668 | 10
[12 empty] | 20 | 2019 | 59.1437 | 10
[12 empty] | 16.2 | 2019 | 69.6297 | 10
[12 empty] | 80.6 | 2019 | 66.8114 | 10
[12 empty] | 5.5 | 2019 | 152.2907 | 10
[12 empty] | 7.6 | 2019 | 110.4716 | 10
[12 empty] | 7.5 | 2019 | 124.772 | 10
[12 empty] | 50 | 2019 | 36.8665 | 10
[12 empty] | 10 | 2019 | 37.0625 | 10
[12 empty] | 10 | 2019 | 36.786 | 10
[12 empty] | 10 | 2019 | 38.0858 | 10
[12 empty] | 10 | 2019 | 37.7201 | 10
[12 empty] | 10 | 2019 | 39.8271 | 10
[12 empty] | 100 | 2019 | 54.3659 | 10
[12 empty] | 100 | 2019 | 54.1729 | 10
[12 empty] | 200 | 2019 | 32.7715 | 10
[12 empty] | 7.3 | 2019 | 41.1395 | 10
[12 empty] | 10 | 2019 | 66.5347 | 10
[12 empty] | 18 | 2019 | 81.9563 | 10
[12 empty] | 6 | 2019 | 81.8389 | 10
[12 empty] | 16 | 2019 | 83.2448 | 10
[12 empty] | 20 | 2019 | 110.0268 | 10
[12 empty] | 5.001 | 2019 | 88.5981 | 10
[12 empty] | 12.625 | 2019 | 60.6787 | 10
[12 empty] | 6.3 | 2019 | 64.5214 | 10
[12 empty] | 47.3 | 2019 | 53.7462 | 10
[12 empty] | 10 | 2019 | 73.3628 | 10
[12 empty] | 5.6 | 2019 | 74.9777 | 10
[12 empty] | 9.9 | 2019 | 66.9644 | 10
[12 empty] | 13.5 | 2019 | 60.4554 | 10
[12 empty] | 13.875 | 2019 | 72.3948 | 10
[12 empty] | 10 | 2019 | 73.3643 | 10
[12 empty] | 24 | 2019 | 65.5038 | 10
[12 empty] | 20 | 2019 | 71.4479 | 10
[12 empty] | 10 | 2019 | 44.4434 | 10
[12 empty] | 8.2 | 2019 | 89.7323 | 10
[12 empty] | 74.9 | 2019 | 60.1457 | 10
[12 empty] | 10 | 2019 | 70.1272 | 10
[12 empty] | 72.5 | 2019 | 58.7271 | 10
[12 empty] | 74.9 | 2019 | 50.6243 | 10
[12 empty] | 10 | 2019 | 58.7657 | 10
[12 empty] | 5.001 | 2019 | 56.1613 | 10
[12 empty] | 5.001 | 2019 | 42.0366 | 10
[12 empty] | 7.5 | 2019 | 56.6283 | 10
[12 empty] | 100.7 | 2019 | 62.9633 | 10
[12 empty] | 10 | 2019 | 58.8609 | 10
[12 empty] | 250 | 2019 | 57.8818 | 10
[12 empty] | 100 | 2019 | 36.3295 | 10
[12 empty] | 57.6 | 2019 | 60.9239 | 10
[12 empty] | 142.4 | 2019 | 69.3962 | 10
[12 empty] | 19.9 | 2019 | 67.6846 | 10
[12 empty] | 5.001 | 2019 | 96.4264 | 10
[12 empty] | 5.001 | 2019 | 92.3302 | 10
[12 empty] | 100 | 2020 | 40.1022 | 11
[12 empty] | 100 | 2020 | 38.8639 | 11
[12 empty] | 32.5 | 2020 | 40.136 | 11
[12 empty] | 158 | 2020 | 45.3528 | 11
[12 empty] | 128 | 2020 | 51.3192 | 11
[12 empty] | 50 | 2020 | 73.6522 | 11
[12 empty] | 30 | 2020 | 48.9322 | 11
[12 empty] | 70 | 2020 | 61.2015 | 11
[12 empty] | 80 | 2020 | 47.156 | 11
[12 empty] | 192 | 2020 | 32.4451 | 11
[12 empty] | 40 | 2020 | 61.4223 | 11
[12 empty] | 20 | 2020 | 63.2052 | 11
[12 empty] | 50 | 2020 | 62.2195 | 11
[12 empty] | 50 | 2020 | 71.1762 | 11
[12 empty] | 125 | 2020 | 47.283 | 11
[12 empty] | 100 | 2020 | 33.4545 | 11
[12 empty] | 153.5 | 2020 | 47.4082 | 11
[12 empty] | 150 | 2020 | 48.6164 | 11
[12 empty] | 137.4 | 2020 | 39.504 | 11
[12 empty] | 137.4 | 2020 | 31.7279 | 11
[12 empty] | 8.4 | 2020 | 50.0297 | 11
[12 empty] | 75 | 2020 | 38.5797 | 11
[12 empty] | 13.695 | 2020 | 53.1653 | 11
[12 empty] | 60 | 2020 | 47.7466 | 11
[12 empty] | 6 | 2020 | 47.103 | 11
[12 empty] | 19.6 | 2020 | 81.2731 | 11
[12 empty] | 74.9 | 2020 | 48.1202 | 11
[12 empty] | 74.5 | 2020 | 52.1475 | 11
[12 empty] | 74.5 | 2020 | 41.0609 | 11
[12 empty] | 74.5 | 2020 | 42.1298 | 11
[12 empty] | 74.5 | 2020 | 42.4348 | 11
[12 empty] | 74.5 | 2020 | 43.3367 | 11
[12 empty] | 74.5 | 2020 | 40.5844 | 11
[12 empty] | 74.5 | 2020 | 56.5142 | 11
[12 empty] | 74.5 | 2020 | 41.181 | 11
[12 empty] | 74.5 | 2020 | 48.9807 | 11
[12 empty] | 74.5 | 2020 | 45.2657 | 11
[12 empty] | 74.5 | 2020 | 46.6425 | 11
[12 empty] | 74.5 | 2020 | 42.2944 | 11
[12 empty] | 74.5 | 2020 | 44.6079 | 11
[12 empty] | 74.5 | 2020 | 40.3791 | 11
[12 empty] | 74.5 | 2020 | 45.0668 | 11
[12 empty] | 74.5 | 2020 | 38.6397 | 11
[12 empty] | 74.5 | 2020 | 47.3877 | 11
[12 empty] | 74.5 | 2020 | 38.4215 | 11
[12 empty] | 74.5 | 2020 | 70.2368 | 11
[12 empty] | 74.5 | 2020 | 39.5133 | 11
[12 empty] | 74.5 | 2020 | 65.458 | 11
[12 empty] | 171.4 | 2020 | 43.5637 | 11
[12 empty] | 49.5 | 2020 | 56.348 | 11
[12 empty] | 25 | 2020 | 50.9874 | 11
[12 empty] | 86 | 2020 | 44.5248 | 11
[12 empty] | 74 | 2020 | 46.9597 | 11
[12 empty] | 57.5 | 2020 | 42.6583 | 11
[12 empty] | 204 | 2020 | 46.0017 | 11
[12 empty] | 9.8 | 2020 | 55.4455 | 11
[12 empty] | 7.05 | 2020 | 52.329 | 11
[12 empty] | 7.1 | 2020 | 56.2418 | 11
[12 empty] | 20 | 2020 | 49.3085 | 11
[12 empty] | 50 | 2020 | 54.6833 | 11
[12 empty] | 20 | 2020 | 68.7826 | 11
[12 empty] | 5.001 | 2020 | 89.1775 | 11
[12 empty] | 5.001 | 2020 | 111.1195 | 11
[12 empty] | 6 | 2020 | 70.5824 | 11
[12 empty] | 10 | 2020 | 80.2986 | 11
[12 empty] | 49.4 | 2020 | 76.6706 | 11
[12 empty] | 50 | 2020 | 53.4027 | 11
[12 empty] | 20 | 2020 | 79.6077 | 11
[12 empty] | 15 | 2020 | 71.1972 | 11
[12 empty] | 20 | 2020 | 74.4532 | 11
[12 empty] | 16 | 2020 | 54.4363 | 11
[12 empty] | 74.9 | 2020 | 65.0525 | 11
[12 empty] | 100 | 2020 | 57.8008 | 11
[12 empty] | 25 | 2020 | 58.0332 | 11
[12 empty] | 18 | 2020 | 138.4922 | 11
[12 empty] | 9 | 2020 | 89.4879 | 11
[12 empty] | 22 | 2020 | 60.276 | 11
[12 empty] | 16 | 2020 | 97.1577 | 11
[12 empty] | 20 | 2020 | 76.8662 | 11
[12 empty] | 8.8 | 2020 | 94.4419 | 11
[12 empty] | 9.6 | 2020 | 130.2381 | 11
[12 empty] | 13 | 2020 | 100.1029 | 11
[12 empty] | 8 | 2020 | 103.4298 | 11
[12 empty] | 6.5 | 2020 | 93.5174 | 11
[12 empty] | 55 | 2020 | 33.2206 | 11
[12 empty] | 25 | 2020 | 42.8703 | 11
[12 empty] | 25 | 2020 | 43.678 | 11
[12 empty] | 50 | 2020 | 34.8299 | 11
[12 empty] | 54.6 | 2020 | 68.5478 | 11
[12 empty] | 5.001 | 2020 | 73.8317 | 11
[12 empty] | 5.001 | 2020 | 103.681 | 11
[12 empty] | 5.001 | 2020 | 101.9508 | 11
[12 empty] | 7 | 2020 | 88.9849 | 11
[12 empty] | 5.001 | 2020 | 46.2343 | 11
[12 empty] | 5.001 | 2020 | 49.2459 | 11
[12 empty] | 10 | 2020 | 72.0765 | 11
[12 empty] | 15 | 2020 | 49.4036 | 11
[12 empty] | 10 | 2020 | 118.0611 | 11
[12 empty] | 10 | 2020 | 109.9672 | 11
[12 empty] | 10 | 2020 | 92.2508 | 11
[12 empty] | 9.9 | 2020 | 81.1738 | 11
[12 empty] | 10 | 2020 | 80.4381 | 11
[12 empty] | 10 | 2020 | 85.9743 | 11
[12 empty] | 10 | 2020 | 75.2408 | 11
[12 empty] | 10 | 2020 | 71.205 | 11
[12 empty] | 10 | 2020 | 73.7486 | 11
[12 empty] | 15 | 2020 | 48.4683 | 11
[12 empty] | 10 | 2020 | 88.8948 | 11
[12 empty] | 20 | 2020 | 54.9449 | 11
[12 empty] | 20 | 2020 | 64.2647 | 11
[12 empty] | 9.5 | 2020 | 115.9068 | 11
[12 empty] | 7.2 | 2020 | 53.7477 | 11
[12 empty] | 7.02 | 2020 | 73.1535 | 11
[12 empty] | 75 | 2020 | 52.2573 | 11
[12 empty] | 6 | 2020 | 57.7939 | 11
[12 empty] | 75 | 2020 | 52.2263 | 11
[12 empty] | 70 | 2020 | 61.9304 | 11
[12 empty] | 72.1 | 2020 | 57.2365 | 11
[12 empty] | 9.8 | 2020 | 43.667 | 11
[12 empty] | 6.5 | 2020 | 57.1067 | 11
[12 empty] | 12 | 2020 | 59.8454 | 11
[12 empty] | 74.97 | 2020 | 58.7713 | 11
[12 empty] | 10 | 2020 | 52.8404 | 11
[12 empty] | 115 | 2020 | 35.5543 | 11
[12 empty] | 10 | 2020 | 47.9391 | 11
[12 empty] | 152.5 | 2020 | 24.1723 | 11
[12 empty] | 225 | 2020 | 36.3168 | 11
[12 empty] | 204.4 | 2020 | 50.7783 | 11
[12 empty] | 198.5 | 2020 | 42.9363 | 11
[12 empty] | 59.8 | 2020 | 45.3811 | 11
[12 empty] | 240 | 2020 | 43.7133 | 11
[12 empty] | 150 | 2020 | 40.2441 | 11
[12 empty] | 30 | 2020 | 47.6061 | 11
[12 empty] | 16.8 | 2020 | 74.973 | 11
[12 empty] | 300 | 2020 | 41.0618 | 11
[12 empty] | 200 | 2020 | 66.2001 | 11
[12 empty] | 59.8 | 2020 | 34.7632 | 11
[12 empty] | 400 | 2020 | 31.9557 | 11
[12 empty] | 120 | 2020 | 49.4955 | 11
[12 empty] | 58 | 2020 | 37.3662 | 11
[12 empty] | 122 | 2020 | 44.4692 | 11
[12 empty] | 99 | 2020 | 40.9852 | 11
[12 empty] | 32 | 2020 | 74.7597 | 11
[12 empty] | 15.7 | 2020 | 80.0009 | 11
[12 empty] | 19.7 | 2020 | 72.7625 | 11
[12 empty] | 12 | 2020 | 84.9245 | 11
[12 empty] | 14 | 2020 | 58.8145 | 11
[12 empty] | 80 | 2020 | 55.4888 | 11
[12 empty] | 80 | 2020 | 60.9493 | 11
[12 empty] | 165 | 2020 | 68.207 | 11
[12 empty] | 25 | 2020 | 91.5709 | 11
[12 empty] | 15 | 2020 | 77.8968 | 11
[12 empty] | 75 | 2020 | 62.2724 | 11
[12 empty] | 20 | 2020 | 64.2872 | 11
[12 empty] | 97.9 | 2020 | 62.4908 | 11
[12 empty] | 13.8 | 2020 | 57.2587 | 11
[12 empty] | 9 | 2020 | 57.225 | 11
[12 empty] | 5.001 | 2020 | 60.5442 | 11
[12 empty] | 150 | 2020 | 79.9599 | 11
[12 empty] | 9.9 | 2021 | 127.2421 | 12
[12 empty] | 40 | 2021 | 86.6312 | 12
[12 empty] | 9 | 2021 | 88.2206 | 12
[12 empty] | 300 | 2021 | 56.5412 | 12
[12 empty] | 10 | 2021 | 134.7404 | 12
[12 empty] | 9 | 2021 | 140.0155 | 12
[12 empty] | 7.3 | 2021 | 80.1704 | 12
[12 empty] | 107 | 2021 | 61.4498 | 12
[12 empty] | 80 | 2021 | 57.0932 | 12
[12 empty] | 100 | 2021 | 60.9373 | 12
[12 empty] | 20 | 2021 | 58.8997 | 12
[12 empty] | 68 | 2021 | 57.7731 | 12
[12 empty] | 80 | 2021 | 58.3752 | 12
[12 empty] | 20 | 2021 | 66.7524 | 12
[12 empty] | 49.4 | 2021 | 74.6534 | 12
[12 empty] | 5.1 | 2021 | 54.0482 | 12
[12 empty] | 77 | 2021 | 72.5243 | 12
[12 empty] | 20 | 2021 | 60.1198 | 12
[12 empty] | 16.1 | 2021 | 89.0756 | 12
[12 empty] | 16.7 | 2021 | 40.9995 | 12
[12 empty] | 10 | 2021 | 50.7704 | 12
[12 empty] | 50.4 | 2021 | 55.9023 | 12
[12 empty] | 200 | 2021 | 38.0792 | 12
[12 empty] | 20 | 2021 | 52.3625 | 12
[12 empty] | 88.2 | 2021 | 57.8426 | 12
[12 empty] | 60 | 2021 | 53.8174 | 12
[12 empty] | 9.2 | 2021 | 64.4136 | 12
[12 empty] | 80 | 2021 | 49.5903 | 12
[12 empty] | 80 | 2021 | 52.592 | 12
[12 empty] | 20 | 2021 | 76.1954 | 12
[12 empty] | 19.9 | 2021 | 64.0976 | 12
[12 empty] | 132 | 2021 | 35.2723 | 12
[12 empty] | 10 | 2021 | 60.0294 | 12
[12 empty] | 65 | 2021 | 49.6357 | 12
[12 empty] | 22.6 | 2021 | 66.2651 | 12
[12 empty] | 227 | 2021 | 48.4557 | 12
[12 empty] | 7.2 | 2021 | 65.1368 | 12
[12 empty] | 150 | 2021 | 38.7847 | 12
[12 empty] | 15.7 | 2021 | 51.0601 | 12
[12 empty] | 101 | 2021 | 37.4479 | 12
[12 empty] | 180 | 2021 | 45.7333 | 12
[12 empty] | 20 | 2021 | 85.3132 | 12
[12 empty] | 260 | 2021 | 37.1251 | 12
[12 empty] | 250 | 2021 | 36.941 | 12
[12 empty] | 50 | 2021 | 53.2468 | 12
[12 empty] | 20 | 2021 | 49.4335 | 12
[12 empty] | 19.9 | 2021 | 42.1062 | 12
[12 empty] | 49.9 | 2021 | 58.5765 | 12
[12 empty] | 80 | 2021 | 49.6 | 12
[12 empty] | 82.5 | 2021 | 41.4022 | 12
[12 empty] | 22 | 2021 | 40.8156 | 12
[12 empty] | 20 | 2021 | 47.1089 | 12
[12 empty] | 70 | 2021 | 56.1583 | 12
[12 empty] | 13 | 2021 | 51.8405 | 12
[12 empty] | 200 | 2021 | 46.8443 | 12
[12 empty] | 180 | 2021 | 35.1375 | 12
[12 empty] | 70.1 | 2021 | 41.8244 | 12
[12 empty] | 100 | 2021 | 49.7791 | 12
[12 empty] | 128 | 2021 | 47.3276 | 12
[12 empty] | 130 | 2021 | 36.6902 | 12
[12 empty] | 250 | 2021 | 41.1344 | 12
[12 empty] | 50 | 2021 | 41.8456 | 12
[12 empty] | 9.9 | 2021 | 35.3059 | 12
[12 empty] | 74.9 | 2021 | 42.6295 | 12
[12 empty] | 150 | 2021 | 68.0293 | 12
[12 empty] | 100 | 2021 | 32.7652 | 12
[12 empty] | 100 | 2021 | 30.3889 | 12
[12 empty] | 144 | 2021 | 40.1287 | 12
[12 empty] | 202.64 | 2021 | 52.0791 | 12
[12 empty] | 69.3 | 2021 | 48.8021 | 12
[12 empty] | 8.7 | 2021 | 44.8694 | 12
[12 empty] | 74.5 | 2021 | 48.9755 | 12
[12 empty] | 100 | 2021 | 28.2583 | 12
[12 empty] | 74.5 | 2021 | 40.8732 | 12
[12 empty] | 200 | 2021 | 42.9891 | 12
[12 empty] | 200 | 2021 | 41.5452 | 12
[12 empty] | 150 | 2021 | 41.7469 | 12
[12 empty] | 13.5 | 2021 | 48.4477 | 12
[12 empty] | 250 | 2021 | 32.0348 | 12
[12 empty] | 110 | 2021 | 42.8494 | 12
[12 empty] | 9 | 2021 | 42.8929 | 12
[12 empty] | 99 | 2021 | 36.5637 | 12
[12 empty] | 255 | 2021 | 37.1701 | 12
[12 empty] | 74.9 | 2021 | 38.0844 | 12
[12 empty] | 80 | 2021 | 33.7015 | 12
[12 empty] | 99 | 2021 | 36.0158 | 12
[12 empty] | 74.5 | 2021 | 43.4685 | 12
[12 empty] | 420 | 2021 | 37.5735 | 12
[12 empty] | 100 | 2021 | 43.6299 | 12
[12 empty] | 200 | 2021 | 34.8723 | 12
[12 empty] | 123.6 | 2021 | 39.863 | 12
[12 empty] | 250 | 2021 | 37.1078 | 12
[12 empty] | 80 | 2021 | 36.3784 | 12
[12 empty] | 127 | 2021 | 33.4158 | 12
[12 empty] | 27.4 | 2021 | 34.0598 | 12
[12 empty] | 60 | 2021 | 46.9195 | 12
[12 empty] | 137.8 | 2021 | 30.0217 | 12
[12 empty] | 16 | 2021 | 56.0872 | 12
[12 empty] | 134.7 | 2021 | 33.6894 | 12
[12 empty] | 160 | 2021 | 57.9083 | 12
[12 empty] | 74.5 | 2021 | 37.9354 | 12
[12 empty] | 240 | 2021 | 30.5373 | 12
[12 empty] | 250 | 2021 | 35.7681 | 12
[12 empty] | 7.8 | 2021 | 38.3923 | 12
[12 empty] | 80 | 2021 | 28.7288 | 12
[12 empty] | 74.5 | 2021 | 35.1206 | 12
[12 empty] | 100 | 2021 | 33.4355 | 12
[12 empty] | 74.5 | 2021 | 34.9835 | 12
[12 empty] | 6.9 | 2021 | 53.9612 | 12
[12 empty] | 9.5 | 2021 | 37.2829 | 12
[12 empty] | 150 | 2021 | 29.7594 | 12
[12 empty] | 213 | 2021 | 31.558 | 12
[12 empty] | 20 | 2021 | 43.98 | 12
[12 empty] | 74.5 | 2021 | 34.4845 | 12
[12 empty] | 74.5 | 2021 | 31.9521 | 12
[12 empty] | 74.5 | 2021 | 31.0898 | 12
[12 empty] | 74.5 | 2021 | 33.248 | 12
[12 empty] | 74.5 | 2021 | 34.0873 | 12
[12 empty] | 74.5 | 2021 | 36.8569 | 12
[12 empty] | 100 | 2021 | 21.3298 | 12
[12 empty] | 20 | 2021 | 26.7367 | 12
[12 empty] | 46.2 | 2021 | 26.0215 | 12
[12 empty] | 71.4 | 2021 | 24.5025 | 12
[12 empty] | 250 | 2022 | 26.3331 | 13
[12 empty] | 51 | 2022 | 31.4533 | 13
[12 empty] | 203 | 2022 | 28.4786 | 13
[12 empty] | 200 | 2022 | 29.0384 | 13
[12 empty] | 250 | 2022 | 29.545 | 13
[12 empty] | 57.6 | 2022 | 34.7257 | 13
[12 empty] | 165 | 2022 | 31.9208 | 13
[12 empty] | 20 | 2022 | 33.7325 | 13
[12 empty] | 7.8 | 2022 | 27.977 | 13
[12 empty] | 6.8 | 2022 | 34.7155 | 13
[12 empty] | 79 | 2022 | 39.5745 | 13
[12 empty] | 74.5 | 2022 | 35.3788 | 13
[12 empty] | 100 | 2022 | 34.9028 | 13
[12 empty] | 20 | 2022 | 42.0701 | 13
[12 empty] | 20 | 2022 | 41.9781 | 13
[12 empty] | 74.5 | 2022 | 35.9344 | 13
[12 empty] | 74.5 | 2022 | 35.3843 | 13
[12 empty] | 100 | 2022 | 30.0519 | 13
[12 empty] | 74.5 | 2022 | 36.5739 | 13
[12 empty] | 74.5 | 2022 | 36.7637 | 13
[12 empty] | 74.5 | 2022 | 36.8547 | 13
[12 empty] | 200 | 2022 | 32.1631 | 13
[12 empty] | 250 | 2022 | 35.3341 | 13
[12 empty] | 250 | 2022 | 35.3341 | 13
[12 empty] | 20 | 2022 | 42.9293 | 13
[12 empty] | 61.2 | 2022 | 38.3898 | 13
[12 empty] | 110.9 | 2022 | 35.9431 | 13
[12 empty] | 74.5 | 2022 | 39.4028 | 13
[12 empty] | 6.7 | 2022 | 43.913 | 13
[12 empty] | 20 | 2022 | 33.4194 | 13
[12 empty] | 8.2 | 2022 | 41.1173 | 13
[12 empty] | 74.5 | 2022 | 40.4303 | 13
[12 empty] | 57 | 2022 | 44.2182 | 13
[12 empty] | 79.6 | 2022 | 47.79 | 13
[12 empty] | 7 | 2022 | 53.7205 | 13
[12 empty] | 45.8 | 2022 | 42.0517 | 13
[12 empty] | 149 | 2022 | 49.2481 | 13
[12 empty] | 55 | 2022 | 43.2067 | 13
[12 empty] | 54.6 | 2022 | 43.4821 | 13
[12 empty] | 7.5 | 2022 | 49.3846 | 13
[12 empty] | 6.8 | 2022 | 49.8079 | 13
[12 empty] | 74.9 | 2022 | 47.2885 | 13
[12 empty] | 24 | 2022 | 53.0761 | 13
[12 empty] | 120 | 2022 | 53.643 | 13
[12 empty] | 100 | 2022 | 53.9759 | 13
[12 empty] | 150 | 2022 | 55.7572 | 13
[12 empty] | 20 | 2022 | 56.2879 | 13
[12 empty] | 150 | 2022 | 56.6634 | 13
[12 empty] | 50 | 2022 | 56.425 | 13
[12 empty] | 250 | 2022 | 45.4147 | 13
[12 empty] | 50 | 2022 | 57.7956 | 13
[12 empty] | 7 | 2022 | 59.6141 | 13
[12 empty] | 5.001 | 2022 | 64.3532 | 13
[12 empty] | 5.7 | 2022 | 60.8963 | 13
[12 empty] | 59.6 | 2022 | 63.5713 | 13
[12 empty] | 10 | 2022 | 69.0616 | 13
[12 empty] | 10.8 | 2022 | 59.4854 | 13
[12 empty] | 6.5 | 2022 | 73.7957 | 13
[12 empty] | 12.5 | 2022 | 53.3453 | 13

## LCOE vs. PPA Price
Average levelized cost of energy versus average levelized PPA price, by commercial operation date
Source: Berkeley Lab | [7 empty] | Source: Berkeley Lab |  |  |  | Source: Berkeley Lab
|  |  | No ITC | No ITC | No ITC | 30% ITC | 30% ITC | 30% ITC
LCOE | LCOE |  | Median | Cap-Wgtd Avg | Gen-Wgtd Avg | Median | Cap-Wgtd Avg | Gen-Wgtd Avg | Median | Cap-Wgtd Avg | Gen-Wgtd Avg
Sample | Sample |  | LCOE | LCOE | LCOE | LCOE | LCOE | LCOE | PPA Price | PPA Price | PPA Price
Capacity | Plants | Plant | by COD | by COD | by COD | by COD | by COD | by COD | by COD | by COD | by COD
(MW-AC) | (#) | COD | (2022 $/MWh) | (2022 $/MWh) | (2022 $/MWh) | (2022 $/MWh) | (2022 $/MWh) | (2022 $/MWh) | (2022 $/MWh) | (2022 $/MWh) | (2022 $/MWh)
175.07 | 10 | 2010 | 319.8869 | 254.7718 | 243.2834 | 211.4609 | 169.2933 | 161.8426 | 213.4139 | 184.7141 | 180.8002
422.75 | 28 | 2011 | 225.9411 | 233.2635 | 225.7754 | 151.6293 | 155.5877 | 150.6075 | 189.0422 | 198.7845 | 191.3039
893.884 | 39 | 2012 | 194.2768 | 172.7457 | 164.4337 | 129.3689 | 116.5521 | 111.0748 | 144.2231 | 151.0322 | 149.1551
1343.789 | 38 | 2013 | 153.8109 | 161.0427 | 151.7178 | 102.483 | 108.0987 | 101.8473 | 139.6624 | 137.8034 | 138.2845
3165.7835 | 63 | 2014 | 132.2102 | 147.4005 | 145.26 | 89.9603 | 99.0795 | 97.5765 | 108.3438 | 140.1687 | 139.4225
2839.682 | 85 | 2015 | 109.2755 | 111.7802 | 109.3441 | 75.4467 | 76.3984 | 74.5869 | 88.0247 | 103.0544 | 103.5163
7377.194 | 145 | 2016 | 86.6895 | 86.0094 | 82.4846 | 60.5661 | 59.6371 | 57.2173 | 59.3388 | 63.8697 | 63.9059
3995.823 | 160 | 2017 | 83.8044 | 82.5157 | 80.4187 | 58.6197 | 57.57 | 56.0846 | 52.4467 | 52.5541 | 51.9674
3929.416 | 93 | 2018 | 67.8625 | 65.7721 | 65.142 | 50.1567 | 48.3646 | 47.8353 | 50.1841 | 49.4995 | 47.7784
4400.81 | 99 | 2019 | 59.7151 | 56.9079 | 55.6422 | 44.1791 | 41.8877 | 40.956 | 38.9357 | 39.0846 | 38.0912
9480.943 | 159 | 2020 | 54.9449 | 49.4592 | 47.8451 | 40.5327 | 36.5005 | 35.3273 | 28.526 | 30.4904 | 30.1378
11203.24 | 123 | 2021 | 42.8929 | 42.3388 | 41.3113 | 32.0441 | 31.3575 | 30.5841 | 24.4708 | 24.9164 | 24.4091
4621.501 | 59 | 2022 | 42.0517 | 39.3906 | 38.7881 | 31.6009 | 29.3423 | 28.9223 | 22.0946 | 22.2652 | 21.6576
TBD | TBD | 2023 | [6 empty] | 24.2088 | 22.6654 | 21.6454

## LBNL Wind==>
Source:
US DOE. Land-Based Wind Market Report. 2023 Edition. August 2023.
https://www.energy.gov/eere/wind/articles/land-based-wind-market-report-2023-edition

## Introduction_Wind
| Land-Based Wind Market Report | US DOE. Land-Based Wind Market Report. 2023 Edition. August 2023.
| 2023 Edition | https://www.energy.gov/eere/wind/articles/land-based-wind-market-report-2023-edition
Ryan Wiser1, Mark Bolinger1, Ben Hoen, Dev Millstein, Joe Rand, Galen Barbose,
Naïm Darghouth, Will Gorman, Seongeun Jeong, Eric O'Shaughnessy, Ben Paulos
Lawrence Berkeley National Laboratory
1 Corresponding authors
August 2023
For additional details and related products, see: windreport.lbl.gov
Contact the authors: Ryan Wiser (rhwiser@lbl.gov), Mark Bolinger (mabolinger@lbl.gov)
Photo source: Dennis Schroeder, NREL 57714
Purpose, Scope, and Data
Summarize publicly available data on key trends in U.S. wind power sector. Focus on land-based wind turbines over 100 kW in size. Separate DOE-funded data collection efforts on distributed and offshore wind. Focus on historical data, with some emphasis on the previous year. Data sources include EIA, FERC, SEC, ACP, etc.
Outline of Data File
• Installation data and trends
• Industry data and trends
• Technology data and trends
• Performance data and trends
• Cost data and trends
• Power sales price and levelized cost data and trends
• Cost and value comparisons
• Wind capacity forecasts
Acknowledgments
This work was funded by the Wind Energy Technologies Office, Office of Energy Efficiency and Renewable Energy of the U.S. Department of Energy under Contract No. DE-AC02-05CH11231. The authors are solely responsible for any omissions or errors contained herein.
Disclaimer
This work was prepared as an account of work sponsored by an agency of the United States government. Neither the United States government nor any agency thereof, nor any of their employees, makes any warranty, express or implied, or assumes any legal liability or responsibility for the accuracy, completeness, or usefulness of any information, apparatus, product, or process disclosed, or represents that its use would not infringe privately owned rights. Reference herein to any specific commercial product, process, or service by trade name, trademark, manufacturer, or otherwise does not necessarily constitute or imply its endorsement, recommendation, or favoring by the United States government or any agency thereof. The views and opinions of authors expressed herein do not necessarily state or reflect those of the United States government or any agency thereof.

## Wind LCOE Over Time
Estimated levelized cost of wind energy by commercial operation date
Note: Size of bubble reflects plant capacity. | [9 empty] | Source: Berkeley Lab |  |  |  |  | Source: Berkeley Lab
Source: Berkeley Lab
GW: | 119.9859 | 27.8651 | 26.9444 | 26.7681 | 19.8415 | 9.8379 | 1.4147 | 4.7035 | 2.1052 | 0.5055 |  |  | Plant-Level | COD
Plants: | 952 | 156 | 181 | 233 | 189 | 84 | 30 | 52 | 24 | 3 | Plant | COD | LCOE | Year
| Nationwide | ERCOT | SPP | MISO | West (non-ISO) | PJM | ISO-NE | CAISO | NYISO | Southeast (non-ISO) | MW | Year | 2022 $/MWh | Code
1998-99 | 114.0896 | 115.2868 | #N/A | 117.7275 | 98.9167 | #N/A | #N/A | 114.0753 | #N/A | #N/A | 107.25 | 1998 | 107.7555 | 1
2000-01 | 96.1975 | 95.0563 | 79.3165 | 104.9184 | 100.013 | 161.2948 | #N/A | 93.478 | 132.6159 | #N/A | 25.08 | 1998 | 93.8048 | 1
2002-03 | 89.8119 | 80.9219 | 77.2821 | 81.8192 | 88.0024 | 109.8108 | #N/A | 106.5917 | #N/A | #N/A | 108.75 | 1999 | 138.405 | 1
2004-05 | 76.1996 | 71.4083 | 70.5981 | 75.9908 | 82.8249 | 89.4105 | #N/A | 89.1969 | #N/A | 136.5279 | 103.5 | 1999 | 100.8317 | 1
2006 | 88.9911 | 88.3436 | 88.8115 | 75.4249 | 102.1094 | 97.756 | 103.3237 | 82.2746 | 86.4209 | #N/A | 79.5 | 1999 | 123.8392 | 1
2007 | 88.8008 | 90.598 | 79.877 | 78.9306 | 95.4382 | 93.1851 | #N/A | #N/A | 117.5511 | #N/A | 74.9 | 1999 | 100.4876 | 1
2008 | 97.8029 | 98.4454 | 88.9178 | 94.6011 | 92.2499 | 103.6764 | #N/A | 75.9473 | 164.5561 | #N/A | 60 | 1999 | 92.6472 | 1
2009 | 105.0988 | 97.512 | 87.0557 | 96.507 | 114.783 | 108.939 | 128.4636 | 113.0519 | 155.6443 | #N/A | 43.4 | 1999 | 111.8543 | 1
2010 | 101.7685 | 101.0865 | 87.3997 | 93.9743 | 108.3762 | 105.4742 | 131.5268 | 123.4362 | #N/A | #N/A | 41.4 | 1999 | 85.2449 | 1
2011 | 102.2367 | 92.5405 | 79.5732 | 96.8071 | 101.7571 | 124.2793 | 124.8421 | 136.1381 | 129.3695 | #N/A | 41.25 | 1999 | 110.6673 | 1
2012 | 83.8281 | 91.7408 | 67.9157 | 70.2554 | 101.2721 | 80.3752 | 104.0001 | 107.3444 | 108.5769 | #N/A | 39.75 | 1999 | 151.1616 | 1
2013 | 65.4258 | #N/A | 49.4961 | 63.0902 | 61.7305 | #N/A | #N/A | 97.6291 | #N/A | #N/A | 34.32 | 1999 | 124.9977 | 1
2014 | 55.9017 | 50.5464 | 51.1411 | 61.5848 | 60.7073 | 66.2577 | 96.2887 | 81.2935 | 82.0109 | #N/A | 28.5 | 1999 | 152.1216 | 1
2015 | 51.3851 | 54.0866 | 45.4865 | 49.5422 | 49.0231 | 62.34 | 86.5244 | 73.7964 | #N/A | #N/A | 24.75 | 1999 | 98.1968 | 1
2016 | 46.4993 | 46.0126 | 42.7728 | 45.3427 | 50.5584 | 56.2489 | 85.2228 | #N/A | 73.0848 | #N/A | 16.5 | 1999 | 141.336 | 1
2017 | 43.8108 | 43.6843 | 41.7452 | 42.4765 | 44.3469 | 50.5832 | 60.65 | 54.1643 | #N/A | #N/A | 16.5 | 1999 | 147.3233 | 1
2018 | 36.091 | 34.0816 | 32.2931 | 36.661 | 36.6537 | 44.3557 | #N/A | 50.2402 | 57.7483 | #N/A | 11.88 | 1999 | 105.9935 | 1
2019 | 38.4244 | 41.075 | 35.2355 | 35.6898 | 42.0957 | 41.5942 | 67.1189 | 56.4567 | #N/A | #N/A | 11.25 | 1999 | 116.1735 | 1
2020 | 37.2863 | 40.6845 | 32.7702 | 37.5918 | 38.2858 | 40.0656 | 60.5522 | #N/A | #N/A | 42.0132 | 11.22 | 1999 | 161.1158 | 1
2021 | 38.1918 | 40.988 | 34.8158 | 39.0228 | 38.1817 | 46.0537 | #N/A | #N/A | 58.4707 | #N/A | 10.2 | 1999 | 125.968 | 1
2022 | 32.0377 | 30.5586 | 29.9367 | 42.0074 | 52.6931 | #N/A | #N/A | #N/A | #N/A | #N/A | 9.24 | 1999 | 167.2938 | 1
[11 empty] | 5.1 | 1999 | 215.8775 | 1
[11 empty] | 16.8 | 2000 | 86.7527 | 2
[11 empty] | 11.55 | 2000 | 172.0507 | 2
[11 empty] | 10.4 | 2000 | 345.7675 | 2
[11 empty] | 6.6 | 2000 | 138.3202 | 2
[11 empty] | 278.2 | 2001 | 111.9432 | 2
[11 empty] | 176.88 | 2001 | 97.8796 | 2
[11 empty] | 160.5 | 2001 | 89.3008 | 2
[11 empty] | 159.72 | 2001 | 98.7591 | 2
[11 empty] | 150 | 2001 | 76.1056 | 2
[11 empty] | 112.2 | 2001 | 77.8456 | 2
[11 empty] | 83.16 | 2001 | 102.7177 | 2
[11 empty] | 82.5 | 2001 | 92.6659 | 2
[11 empty] | 80.1 | 2001 | 98.5203 | 2
[11 empty] | 80 | 2001 | 81.3047 | 2
[11 empty] | 66.6 | 2001 | 93.478 | 2
[11 empty] | 50 | 2001 | 90.6711 | 2
[11 empty] | 30 | 2001 | 125.8818 | 2
[11 empty] | 30 | 2001 | 119.0321 | 2
[11 empty] | 29.7 | 2001 | 96.5377 | 2
[11 empty] | 24.6 | 2001 | 132.55 | 2
[11 empty] | 24 | 2001 | 105.7651 | 2
[11 empty] | 15 | 2001 | 115.0363 | 2
[11 empty] | 9.9 | 2001 | 145.0813 | 2
[11 empty] | 97.68 | 2002 | 86.6976 | 3
[11 empty] | 66 | 2002 | 103.1353 | 3
[11 empty] | 61.5 | 2002 | 106.6926 | 3
[11 empty] | 48.1 | 2002 | 115.2735 | 3
[11 empty] | 40.92 | 2002 | 180.2856 | 3
[11 empty] | 39.6 | 2002 | 98.5045 | 3
[11 empty] | 25.2 | 2002 | 131.3716 | 3
[11 empty] | 10.5 | 2002 | 109.516 | 3
[11 empty] | 204 | 2003 | 81.7466 | 3
[11 empty] | 162 | 2003 | 97.3614 | 3
[11 empty] | 162 | 2003 | 82.9184 | 3
[11 empty] | 160 | 2003 | 80.9219 | 3
[11 empty] | 144 | 2003 | 90.0615 | 3
[11 empty] | 102 | 2003 | 83.5185 | 3
[11 empty] | 85.5 | 2003 | 89.5089 | 3
[11 empty] | 74.25 | 2003 | 70.4641 | 3
[11 empty] | 64.5 | 2003 | 107.278 | 3
[11 empty] | 51 | 2003 | 77.395 | 3
[11 empty] | 50.4 | 2003 | 137.0473 | 3
[11 empty] | 43.5 | 2003 | 71.2837 | 3
[11 empty] | 41 | 2003 | 91.0118 | 3
[11 empty] | 40.5 | 2003 | 65.6687 | 3
[11 empty] | 40.5 | 2003 | 76.3677 | 3
[11 empty] | 30 | 2003 | 95.5391 | 3
[11 empty] | 22.44 | 2003 | 85.3192 | 3
[11 empty] | 21 | 2003 | 76.3677 | 3
[11 empty] | 15.6 | 2003 | 106.3165 | 3
[11 empty] | 10.56 | 2003 | 107.2085 | 3
[11 empty] | 160.5 | 2004 | 75.8436 | 4
[11 empty] | 27 | 2004 | 136.5279 | 4
[11 empty] | 20.46 | 2004 | 79.3873 | 4
[11 empty] | 150 | 2005 | 78.0494 | 4
[11 empty] | 150 | 2005 | 85.7402 | 4
[11 empty] | 149.4 | 2005 | 91.3882 | 4
[11 empty] | 135 | 2005 | 75.3495 | 4
[11 empty] | 135 | 2005 | 78.0266 | 4
[11 empty] | 120.6 | 2005 | 87.5348 | 4
[11 empty] | 120 | 2005 | 72.79 | 4
[11 empty] | 114 | 2005 | 56.6313 | 4
[11 empty] | 106.5 | 2005 | 51.0539 | 4
[11 empty] | 100.5 | 2005 | 69.1051 | 4
[11 empty] | 91.5 | 2005 | 66.0885 | 4
[11 empty] | 75 | 2005 | 76.4877 | 4
[11 empty] | 64.5 | 2005 | 86.4324 | 4
[11 empty] | 59.4 | 2005 | 86.4013 | 4
[11 empty] | 54.45 | 2005 | 87.8154 | 4
[11 empty] | 50 | 2005 | 93.302 | 4
[11 empty] | 40.5 | 2005 | 51.0539 | 4
[11 empty] | 35 | 2005 | 89.1042 | 4
[11 empty] | 15 | 2005 | 83.328 | 4
[11 empty] | 10.5 | 2005 | 74.9448 | 4
[11 empty] | 7.5 | 2005 | 100.6251 | 4
[11 empty] | 321.75 | 2006 | 86.4209 | 5
[11 empty] | 228.6 | 2006 | 106.785 | 5
[11 empty] | 199.5 | 2006 | 89.0942 | 5
[11 empty] | 150 | 2006 | 83.1634 | 5
[11 empty] | 124.2 | 2006 | 88.3436 | 5
[11 empty] | 120 | 2006 | 97.7593 | 5
[11 empty] | 100.5 | 2006 | 79.3427 | 5
[11 empty] | 100.5 | 2006 | 120.0718 | 5
[11 empty] | 99 | 2006 | 74.8869 | 5
[11 empty] | 98.9 | 2006 | 81.4877 | 5
[11 empty] | 50.6 | 2006 | 76.1401 | 5
[11 empty] | 49.5 | 2006 | 66.2603 | 5
[11 empty] | 42 | 2006 | 103.3237 | 5
[11 empty] | 38 | 2006 | 76.5631 | 5
[11 empty] | 26 | 2006 | 93.4582 | 5
[11 empty] | 24 | 2006 | 85.2686 | 5
[11 empty] | 24 | 2006 | 102.3778 | 5
[11 empty] | 11.88 | 2006 | 64.2312 | 5
[11 empty] | 6.25 | 2006 | 80.7252 | 5
[11 empty] | 400.5 | 2007 | 92.6163 | 6
[11 empty] | 300.5 | 2007 | 95.6856 | 6
[11 empty] | 232.5 | 2007 | 94.3919 | 6
[11 empty] | 205.5 | 2007 | 91.2749 | 6
[11 empty] | 204.7 | 2007 | 99.0373 | 6
[11 empty] | 200 | 2007 | 87.3017 | 6
[11 empty] | 198 | 2007 | 92.41 | 6
[11 empty] | 161 | 2007 | 70.9797 | 6
[11 empty] | 159 | 2007 | 56.6706 | 6
[11 empty] | 150 | 2007 | 76.3348 | 6
[11 empty] | 140.4 | 2007 | 105.9588 | 6
[11 empty] | 130.5 | 2007 | 90.2159 | 6
[11 empty] | 125.4 | 2007 | 115.0312 | 6
[11 empty] | 123 | 2007 | 97.4755 | 6
[11 empty] | 94.5 | 2007 | 87.0005 | 6
[11 empty] | 90 | 2007 | 103.4438 | 6
[11 empty] | 80.5 | 2007 | 75.8781 | 6
[11 empty] | 80 | 2007 | 87.3186 | 6
[11 empty] | 80 | 2007 | 97.9056 | 6
[11 empty] | 75 | 2007 | 62.7773 | 6
[11 empty] | 75 | 2007 | 97.4755 | 6
[11 empty] | 59.8 | 2007 | 89.9429 | 6
[11 empty] | 56.7 | 2007 | 108.3434 | 6
[11 empty] | 48 | 2007 | 71.0618 | 6
[11 empty] | 34.5 | 2007 | 100.1982 | 6
[11 empty] | 34.5 | 2007 | 108.2422 | 6
[11 empty] | 21 | 2007 | 73.9054 | 6
[11 empty] | 20 | 2007 | 139.408 | 6
[11 empty] | 14.7 | 2007 | 78.1882 | 6
[11 empty] | 209 | 2008 | 107.148 | 7
[11 empty] | 200 | 2008 | 83.5441 | 7
[11 empty] | 198 | 2008 | 86.3688 | 7
[11 empty] | 198 | 2008 | 86.6036 | 7
[11 empty] | 196.5 | 2008 | 100.2669 | 7
[11 empty] | 180 | 2008 | 144.0404 | 7
[11 empty] | 180 | 2008 | 83.0011 | 7
[11 empty] | 174.8 | 2008 | 89.225 | 7
[11 empty] | 170.2 | 2008 | 99.8295 | 7
[11 empty] | 169.5 | 2008 | 107.0707 | 7
[11 empty] | 165.6 | 2008 | 114.0398 | 7
[11 empty] | 164 | 2008 | 116.3875 | 7
[11 empty] | 153 | 2008 | 100.1776 | 7
[11 empty] | 150 | 2008 | 87.4886 | 7
[11 empty] | 150 | 2008 | 83.5929 | 7
[11 empty] | 150 | 2008 | 120.8196 | 7
[11 empty] | 145.2 | 2008 | 122.041 | 7
[11 empty] | 142.5 | 2008 | 70.7347 | 7
[11 empty] | 130.5 | 2008 | 91.9774 | 7
[11 empty] | 129 | 2008 | 105.3524 | 7
[11 empty] | 126.5 | 2008 | 93.5707 | 7
[11 empty] | 123 | 2008 | 87.212 | 7
[11 empty] | 120 | 2008 | 101.9825 | 7
[11 empty] | 118.5 | 2008 | 77.3612 | 7
[11 empty] | 112.5 | 2008 | 64.5841 | 7
[11 empty] | 106.5 | 2008 | 115.1845 | 7
[11 empty] | 105 | 2008 | 93.5886 | 7
[11 empty] | 100.65 | 2008 | 72.2945 | 7
[11 empty] | 100.5 | 2008 | 179.6171 | 7
[11 empty] | 100.5 | 2008 | 157.3561 | 7
[11 empty] | 100.5 | 2008 | 97.6582 | 7
[11 empty] | 100 | 2008 | 77.0832 | 7
[11 empty] | 100 | 2008 | 124.8312 | 7
[11 empty] | 99 | 2008 | 91.2071 | 7
[11 empty] | 99 | 2008 | 108.0673 | 7
[11 empty] | 96 | 2008 | 93.5886 | 7
[11 empty] | 94 | 2008 | 112.7491 | 7
[11 empty] | 81 | 2008 | 157.7774 | 7
[11 empty] | 80 | 2008 | 108.3781 | 7
[11 empty] | 75 | 2008 | 89.1734 | 7
[11 empty] | 70.2 | 2008 | 104.3726 | 7
[11 empty] | 69 | 2008 | 90.8494 | 7
[11 empty] | 67.65 | 2008 | 107.7112 | 7
[11 empty] | 60.9 | 2008 | 83.1555 | 7
[11 empty] | 60 | 2008 | 96.1153 | 7
[11 empty] | 58.8 | 2008 | 115.8272 | 7
[11 empty] | 58.5 | 2008 | 93.3566 | 7
[11 empty] | 52.8 | 2008 | 98.9506 | 7
[11 empty] | 50.4 | 2008 | 100.906 | 7
[11 empty] | 45 | 2008 | 75.9473 | 7
[11 empty] | 40.5 | 2008 | 73.2739 | 7
[11 empty] | 37.8 | 2008 | 90.4685 | 7
[11 empty] | 32.2 | 2008 | 104.6974 | 7
[11 empty] | 29.7 | 2008 | 109.0583 | 7
[11 empty] | 29.4 | 2008 | 88.3612 | 7
[11 empty] | 29.4 | 2008 | 126.011 | 7
[11 empty] | 25 | 2008 | 114.0951 | 7
[11 empty] | 24 | 2008 | 98.6189 | 7
[11 empty] | 19.5 | 2008 | 83.2802 | 7
[11 empty] | 18.9 | 2008 | 99.4012 | 7
[11 empty] | 10 | 2008 | 97.9736 | 7
[11 empty] | 10 | 2008 | 89.9492 | 7
[11 empty] | 7.2 | 2008 | 106.9361 | 7
[11 empty] | 400.3 | 2009 | 113.4787 | 8
[11 empty] | 283.2 | 2009 | 111.362 | 8
[11 empty] | 249 | 2009 | 85.0864 | 8
[11 empty] | 217.5 | 2009 | 90.7497 | 8
[11 empty] | 203.5 | 2009 | 155.1067 | 8
[11 empty] | 202.4 | 2009 | 139.0507 | 8
[11 empty] | 201.6 | 2009 | 110.6624 | 8
[11 empty] | 199.65 | 2009 | 110.3774 | 8
[11 empty] | 199.65 | 2009 | 103.2871 | 8
[11 empty] | 199.5 | 2009 | 87.1781 | 8
[11 empty] | 197 | 2009 | 94.5107 | 8
[11 empty] | 179.85 | 2009 | 99.2759 | 8
[11 empty] | 174.3 | 2009 | 99.8462 | 8
[11 empty] | 160 | 2009 | 108.5447 | 8
[11 empty] | 152.61 | 2009 | 109.3423 | 8
[11 empty] | 150 | 2009 | 87.418 | 8
[11 empty] | 150 | 2009 | 86.0025 | 8
[11 empty] | 150 | 2009 | 114.0735 | 8
[11 empty] | 149.5 | 2009 | 126.2479 | 8
[11 empty] | 149.1 | 2009 | 83.41 | 8
[11 empty] | 146 | 2009 | 125.3218 | 8
[11 empty] | 136.6 | 2009 | 123.0823 | 8
[11 empty] | 126 | 2009 | 152.7638 | 8
[11 empty] | 125 | 2009 | 159.4821 | 8
[11 empty] | 120 | 2009 | 121.7661 | 8
[11 empty] | 120 | 2009 | 203.4015 | 8
[11 empty] | 115.5 | 2009 | 77.696 | 8
[11 empty] | 115.5 | 2009 | 86.3711 | 8
[11 empty] | 114 | 2009 | 133.6907 | 8
[11 empty] | 112.5 | 2009 | 123.9268 | 8
[11 empty] | 106.5 | 2009 | 174.6221 | 8
[11 empty] | 106 | 2009 | 133.1895 | 8
[11 empty] | 103.5 | 2009 | 98.0815 | 8
[11 empty] | 102.3 | 2009 | 82.7257 | 8
[11 empty] | 102 | 2009 | 94.1603 | 8
[11 empty] | 102 | 2009 | 128.5086 | 8
[11 empty] | 101.2 | 2009 | 91.4113 | 8
[11 empty] | 101.2 | 2009 | 104.4 | 8
[11 empty] | 100.8 | 2009 | 119.2273 | 8
[11 empty] | 100.65 | 2009 | 77.0351 | 8
[11 empty] | 100.5 | 2009 | 94.3222 | 8
[11 empty] | 100.5 | 2009 | 116.0714 | 8
[11 empty] | 100.5 | 2009 | 116.0337 | 8
[11 empty] | 100 | 2009 | 87.4458 | 8
[11 empty] | 100 | 2009 | 92.2348 | 8
[11 empty] | 99 | 2009 | 91.4905 | 8
[11 empty] | 99 | 2009 | 76.7527 | 8
[11 empty] | 99 | 2009 | 94.7474 | 8
[11 empty] | 99 | 2009 | 84.4836 | 8
[11 empty] | 99 | 2009 | 88.8101 | 8
[11 empty] | 99 | 2009 | 109.0282 | 8
[11 empty] | 98.9 | 2009 | 75.4682 | 8
[11 empty] | 98.9 | 2009 | 84.9446 | 8
[11 empty] | 98.9 | 2009 | 115.8278 | 8
[11 empty] | 98.7 | 2009 | 110.9993 | 8
[11 empty] | 97.5 | 2009 | 182.2831 | 8
[11 empty] | 96.6 | 2009 | 111.2415 | 8
[11 empty] | 81 | 2009 | 84.6922 | 8
[11 empty] | 79.5 | 2009 | 68.6319 | 8
[11 empty] | 72 | 2009 | 118.8038 | 8
[11 empty] | 70 | 2009 | 115.7075 | 8
[11 empty] | 69.6 | 2009 | 111.1535 | 8
[11 empty] | 66 | 2009 | 93.6217 | 8
[11 empty] | 66 | 2009 | 128.2974 | 8
[11 empty] | 63 | 2009 | 129.1968 | 8
[11 empty] | 63 | 2009 | 116.8886 | 8
[11 empty] | 62.5 | 2009 | 136.0997 | 8
[11 empty] | 60 | 2009 | 108.4395 | 8
[11 empty] | 59.8 | 2009 | 139.0507 | 8
[11 empty] | 57 | 2009 | 128.647 | 8
[11 empty] | 54 | 2009 | 115.3348 | 8
[11 empty] | 52.5 | 2009 | 103.057 | 8
[11 empty] | 51 | 2009 | 73.4729 | 8
[11 empty] | 51 | 2009 | 108.8829 | 8
[11 empty] | 50.4 | 2009 | 104.678 | 8
[11 empty] | 49.5 | 2009 | 52.4777 | 8
[11 empty] | 49.5 | 2009 | 92.6671 | 8
[11 empty] | 49.5 | 2009 | 76.8085 | 8
[11 empty] | 44.55 | 2009 | 118.3844 | 8
[11 empty] | 44 | 2009 | 125.5477 | 8
[11 empty] | 42 | 2009 | 125.1485 | 8
[11 empty] | 42 | 2009 | 75.9197 | 8
[11 empty] | 39 | 2009 | 93.7763 | 8
[11 empty] | 39 | 2009 | 82.4051 | 8
[11 empty] | 29.4 | 2009 | 109.1308 | 8
[11 empty] | 28.5 | 2009 | 77.1756 | 8
[11 empty] | 20 | 2009 | 131.3807 | 8
[11 empty] | 14 | 2009 | 122.5056 | 8
[11 empty] | 10.5 | 2009 | 71.9876 | 8
[11 empty] | 10.5 | 2009 | 69.0131 | 8
[11 empty] | 10.5 | 2009 | 83.8001 | 8
[11 empty] | 10 | 2009 | 89.4602 | 8
[11 empty] | 10 | 2009 | 82.0892 | 8
[11 empty] | 10 | 2009 | 83.3323 | 8
[11 empty] | 10 | 2009 | 80.3854 | 8
[11 empty] | 9.9 | 2009 | 147.0383 | 8
[11 empty] | 6.5 | 2009 | 86.1804 | 8
[11 empty] | 300 | 2010 | 99.0746 | 9
[11 empty] | 210 | 2010 | 89.9346 | 9
[11 empty] | 201.6 | 2010 | 121.5861 | 9
[11 empty] | 201 | 2010 | 100.1912 | 9
[11 empty] | 200.2 | 2010 | 97.9291 | 9
[11 empty] | 200.1 | 2010 | 85.242 | 9
[11 empty] | 198 | 2010 | 100.774 | 9
[11 empty] | 174.8 | 2010 | 137.2354 | 9
[11 empty] | 151.8 | 2010 | 89.4629 | 9
[11 empty] | 150 | 2010 | 122.608 | 9
[11 empty] | 150 | 2010 | 95.7213 | 9
[11 empty] | 150 | 2010 | 134.8796 | 9
[11 empty] | 148.8 | 2010 | 121.7428 | 9
[11 empty] | 148.5 | 2010 | 108.5396 | 9
[11 empty] | 124.5 | 2010 | 97.7504 | 9
[11 empty] | 111 | 2010 | 80.6419 | 9
[11 empty] | 103.5 | 2010 | 107.2915 | 9
[11 empty] | 102.4 | 2010 | 72.4844 | 9
[11 empty] | 102.4 | 2010 | 131.8528 | 9
[11 empty] | 101.2 | 2010 | 113.7886 | 9
[11 empty] | 100.8 | 2010 | 99.7842 | 9
[11 empty] | 100.8 | 2010 | 81.2179 | 9
[11 empty] | 100.5 | 2010 | 113.5005 | 9
[11 empty] | 100.5 | 2010 | 123.3613 | 9
[11 empty] | 99.2 | 2010 | 79.1774 | 9
[11 empty] | 99 | 2010 | 63.2253 | 9
[11 empty] | 99 | 2010 | 107.5314 | 9
[11 empty] | 98.7 | 2010 | 120.5018 | 9
[11 empty] | 98.7 | 2010 | 107.8216 | 9
[11 empty] | 90 | 2010 | 105.8565 | 9
[11 empty] | 87 | 2010 | 80.8037 | 9
[11 empty] | 70 | 2010 | 101.509 | 9
[11 empty] | 66 | 2010 | 129.8997 | 9
[11 empty] | 65.1 | 2010 | 132.971 | 9
[11 empty] | 62.4 | 2010 | 70.2286 | 9
[11 empty] | 60 | 2010 | 87.4291 | 9
[11 empty] | 50 | 2010 | 111.5859 | 9
[11 empty] | 50 | 2010 | 132.5781 | 9
[11 empty] | 48 | 2010 | 109.8365 | 9
[11 empty] | 36.8 | 2010 | 94.176 | 9
[11 empty] | 36.8 | 2010 | 108.341 | 9
[11 empty] | 25.5 | 2010 | 135.9177 | 9
[11 empty] | 25.3 | 2010 | 84.3395 | 9
[11 empty] | 22.5 | 2010 | 109.4829 | 9
[11 empty] | 21 | 2010 | 103.6662 | 9
[11 empty] | 21 | 2010 | 104.8469 | 9
[11 empty] | 20.75 | 2010 | 123.6332 | 9
[11 empty] | 20 | 2010 | 92.8032 | 9
[11 empty] | 20 | 2010 | 98.1827 | 9
[11 empty] | 19.5 | 2010 | 97.767 | 9
[11 empty] | 16.8 | 2010 | 124.9153 | 9
[11 empty] | 12.5 | 2010 | 79.4951 | 9
[11 empty] | 10.5 | 2010 | 98.483 | 9
[11 empty] | 10 | 2010 | 198.2964 | 9
[11 empty] | 10 | 2010 | 206.8648 | 9
[11 empty] | 9 | 2010 | 102.7706 | 9
[11 empty] | 6 | 2010 | 185.4811 | 9
[11 empty] | 443.9 | 2011 | 77.63 | 10
[11 empty] | 250.8 | 2011 | 85.3623 | 10
[11 empty] | 250.2 | 2011 | 105.2396 | 10
[11 empty] | 239.4 | 2011 | 152.1114 | 10
[11 empty] | 205.5 | 2011 | 123.5066 | 10
[11 empty] | 205 | 2011 | 120.2131 | 10
[11 empty] | 201.3 | 2011 | 135.2389 | 10
[11 empty] | 201.3 | 2011 | 112.8227 | 10
[11 empty] | 199.8 | 2011 | 63.2602 | 10
[11 empty] | 195.5 | 2011 | 104.1476 | 10
[11 empty] | 168 | 2011 | 164.8935 | 10
[11 empty] | 162 | 2011 | 114.3756 | 10
[11 empty] | 151.2 | 2011 | 130.1462 | 10
[11 empty] | 150.4 | 2011 | 80.1024 | 10
[11 empty] | 150.4 | 2011 | 103.6727 | 10
[11 empty] | 150 | 2011 | 87.4684 | 10
[11 empty] | 150 | 2011 | 73.5446 | 10
[11 empty] | 150 | 2011 | 119.6985 | 10
[11 empty] | 132 | 2011 | 133.2623 | 10
[11 empty] | 129.6 | 2011 | 90.9649 | 10
[11 empty] | 129 | 2011 | 162.9954 | 10
[11 empty] | 119.6 | 2011 | 74.7601 | 10
[11 empty] | 102.5 | 2011 | 127.2667 | 10
[11 empty] | 102.4 | 2011 | 105.3064 | 10
[11 empty] | 102 | 2011 | 159.6144 | 10
[11 empty] | 102 | 2011 | 180.1199 | 10
[11 empty] | 100.8 | 2011 | 69.0322 | 10
[11 empty] | 99 | 2011 | 76.664 | 10
[11 empty] | 99 | 2011 | 67.3963 | 10
[11 empty] | 97.6 | 2011 | 162.8717 | 10
[11 empty] | 81 | 2011 | 83.0145 | 10
[11 empty] | 79.2 | 2011 | 78.5146 | 10
[11 empty] | 78.2 | 2011 | 87.087 | 10
[11 empty] | 78.2 | 2011 | 100.3251 | 10
[11 empty] | 74 | 2011 | 129.3695 | 10
[11 empty] | 64.5 | 2011 | 80.568 | 10
[11 empty] | 60 | 2011 | 113.877 | 10
[11 empty] | 50.6 | 2011 | 116.6308 | 10
[11 empty] | 50.4 | 2011 | 102.9019 | 10
[11 empty] | 50 | 2011 | 110.5935 | 10
[11 empty] | 49.5 | 2011 | 106.872 | 10
[11 empty] | 45 | 2011 | 104.0073 | 10
[11 empty] | 43.2 | 2011 | 98.1053 | 10
[11 empty] | 42.5 | 2011 | 71.6819 | 10
[11 empty] | 40.5 | 2011 | 70.8599 | 10
[11 empty] | 40 | 2011 | 151.8058 | 10
[11 empty] | 38 | 2011 | 124.4889 | 10
[11 empty] | 36 | 2011 | 102.8293 | 10
[11 empty] | 30 | 2011 | 84.8669 | 10
[11 empty] | 22.4 | 2011 | 108.7852 | 10
[11 empty] | 21 | 2011 | 84.4485 | 10
[11 empty] | 21 | 2011 | 97.7997 | 10
[11 empty] | 20.5 | 2011 | 109.2802 | 10
[11 empty] | 20 | 2011 | 93.2346 | 10
[11 empty] | 19.8 | 2011 | 96.3123 | 10
[11 empty] | 19.8 | 2011 | 87.4777 | 10
[11 empty] | 19.5 | 2011 | 85.9659 | 10
[11 empty] | 19.5 | 2011 | 103.8465 | 10
[11 empty] | 15 | 2011 | 185.683 | 10
[11 empty] | 13.5 | 2011 | 110.4928 | 10
[11 empty] | 12 | 2011 | 109.181 | 10
[11 empty] | 12 | 2011 | 113.7134 | 10
[11 empty] | 10.5 | 2011 | 94.182 | 10
[11 empty] | 10.5 | 2011 | 108.268 | 10
[11 empty] | 10 | 2011 | 128.8278 | 10
[11 empty] | 10 | 2011 | 97.8352 | 10
[11 empty] | 10 | 2011 | 140.6033 | 10
[11 empty] | 470.4 | 2012 | 57.5909 | 11
[11 empty] | 342.7 | 2012 | 121.9526 | 11
[11 empty] | 304 | 2012 | 88.7519 | 11
[11 empty] | 298.45 | 2012 | 66.9426 | 11
[11 empty] | 290 | 2012 | 117.5278 | 11
[11 empty] | 290 | 2012 | 118.0395 | 11
[11 empty] | 235.2 | 2012 | 58.1422 | 11
[11 empty] | 225 | 2012 | 92.1468 | 11
[11 empty] | 222.78 | 2012 | 145.257 | 11
[11 empty] | 217.08 | 2012 | 68.4252 | 11
[11 empty] | 215.25 | 2012 | 107.5006 | 11
[11 empty] | 211.38 | 2012 | 78.2676 | 11
[11 empty] | 201 | 2012 | 60.4012 | 11
[11 empty] | 200.1 | 2012 | 60.9115 | 11
[11 empty] | 200 | 2012 | 71.523 | 11
[11 empty] | 199.92 | 2012 | 56.3365 | 11
[11 empty] | 189 | 2012 | 75.0233 | 11
[11 empty] | 189 | 2012 | 101.7386 | 11
[11 empty] | 162 | 2012 | 99.0569 | 11
[11 empty] | 151.8 | 2012 | 109.5247 | 11
[11 empty] | 150 | 2012 | 99.6318 | 11
[11 empty] | 148.8 | 2012 | 54.7989 | 11
[11 empty] | 143.5 | 2012 | 117.7094 | 11
[11 empty] | 140.8 | 2012 | 80.6074 | 11
[11 empty] | 139.4 | 2012 | 70.9732 | 11
[11 empty] | 138 | 2012 | 100.2174 | 11
[11 empty] | 132 | 2012 | 123.6177 | 11
[11 empty] | 127.8 | 2012 | 97.2931 | 11
[11 empty] | 120 | 2012 | 77.2667 | 11
[11 empty] | 120 | 2012 | 133.0105 | 11
[11 empty] | 119.7 | 2012 | 80.1221 | 11
[11 empty] | 110.4 | 2012 | 102.9511 | 11
[11 empty] | 109.5 | 2012 | 70.0257 | 11
[11 empty] | 105.75 | 2012 | 60.0491 | 11
[11 empty] | 105 | 2012 | 63.0046 | 11
[11 empty] | 105 | 2012 | 63.4903 | 11
[11 empty] | 104.4 | 2012 | 76.5374 | 11
[11 empty] | 102.5 | 2012 | 85.3879 | 11
[11 empty] | 102 | 2012 | 90.8851 | 11
[11 empty] | 101.2 | 2012 | 62.2465 | 11
[11 empty] | 100.8 | 2012 | 53.5699 | 11
[11 empty] | 100.8 | 2012 | 95.2364 | 11
[11 empty] | 100 | 2012 | 80.8202 | 11
[11 empty] | 99.2 | 2012 | 105.7927 | 11
[11 empty] | 99 | 2012 | 104.9137 | 11
[11 empty] | 99 | 2012 | 94.0715 | 11
[11 empty] | 91.2 | 2012 | 71.8496 | 11
[11 empty] | 80 | 2012 | 56.7431 | 11
[11 empty] | 80 | 2012 | 75.1279 | 11
[11 empty] | 80 | 2012 | 262.1447 | 11
[11 empty] | 78.2 | 2012 | 97.3086 | 11
[11 empty] | 75 | 2012 | 86.833 | 11
[11 empty] | 69 | 2012 | 89.7686 | 11
[11 empty] | 64 | 2012 | 60.6655 | 11
[11 empty] | 63 | 2012 | 96.7719 | 11
[11 empty] | 61.2 | 2012 | 147.2848 | 11
[11 empty] | 57.6 | 2012 | 94.4497 | 11
[11 empty] | 55.35 | 2012 | 96.1899 | 11
[11 empty] | 50 | 2012 | 63.0646 | 11
[11 empty] | 49 | 2012 | 83.801 | 11
[11 empty] | 48 | 2012 | 118.2061 | 11
[11 empty] | 46 | 2012 | 114.7905 | 11
[11 empty] | 40 | 2012 | 265.3586 | 11
[11 empty] | 40 | 2012 | 77.6596 | 11
[11 empty] | 37.5 | 2012 | 55.3718 | 11
[11 empty] | 36 | 2012 | 80.5299 | 11
[11 empty] | 34.2 | 2012 | 94.3988 | 11
[11 empty] | 32 | 2012 | 66.7911 | 11
[11 empty] | 30.75 | 2012 | 81.9776 | 11
[11 empty] | 30 | 2012 | 94.2563 | 11
[11 empty] | 30 | 2012 | 80.9947 | 11
[11 empty] | 28.8 | 2012 | 76.2911 | 11
[11 empty] | 28.5 | 2012 | 106.1749 | 11
[11 empty] | 28 | 2012 | 91.9485 | 11
[11 empty] | 24 | 2012 | 93.6253 | 11
[11 empty] | 21 | 2012 | 159.7633 | 11
[11 empty] | 20 | 2012 | 242.5383 | 11
[11 empty] | 19.2 | 2012 | 98.0086 | 11
[11 empty] | 18 | 2012 | 127.8651 | 11
[11 empty] | 15 | 2012 | 185.2176 | 11
[11 empty] | 14.4 | 2012 | 65.8373 | 11
[11 empty] | 10 | 2012 | 100.3631 | 11
[11 empty] | 10 | 2012 | 88.3948 | 11
[11 empty] | 10 | 2012 | 113.8719 | 11
[11 empty] | 9 | 2012 | 59.0608 | 11
[11 empty] | 9 | 2012 | 192.4734 | 11
[11 empty] | 8 | 2012 | 66.8521 | 11
[11 empty] | 6 | 2012 | 157.6097 | 11
[11 empty] | 249.75 | 2013 | 49.5402 | 12
[11 empty] | 136.8 | 2013 | 91.7977 | 12
[11 empty] | 100.3 | 2013 | 68.1802 | 12
[11 empty] | 89.65 | 2013 | 94.6773 | 12
[11 empty] | 74.8 | 2013 | 49.3706 | 12
[11 empty] | 74.8 | 2013 | 63.2917 | 12
[11 empty] | 44.65 | 2013 | 52.695 | 12
[11 empty] | 42.66 | 2013 | 138.0641 | 12
[11 empty] | 23.8 | 2013 | 53.8974 | 12
[11 empty] | 8 | 2013 | 116.2987 | 12
[11 empty] | 288.6 | 2014 | 46.3251 | 13
[11 empty] | 266.8 | 2014 | 77.6835 | 13
[11 empty] | 251.022 | 2014 | 51.0372 | 13
[11 empty] | 249.9 | 2014 | 46.4849 | 13
[11 empty] | 218.3 | 2014 | 53.859 | 13
[11 empty] | 211.22 | 2014 | 53.1865 | 13
[11 empty] | 211.22 | 2014 | 48.6868 | 13
[11 empty] | 204.8 | 2014 | 54.9583 | 13
[11 empty] | 200.6 | 2014 | 47.0976 | 13
[11 empty] | 200.6 | 2014 | 52.312 | 13
[11 empty] | 200 | 2014 | 64.014 | 13
[11 empty] | 199.9 | 2014 | 50.1715 | 13
[11 empty] | 198.9 | 2014 | 46.7881 | 13
[11 empty] | 198.9 | 2014 | 54.2263 | 13
[11 empty] | 181.7 | 2014 | 49.1957 | 13
[11 empty] | 160.95 | 2014 | 51.9047 | 13
[11 empty] | 150 | 2014 | 51.6266 | 13
[11 empty] | 148.6 | 2014 | 52.4894 | 13
[11 empty] | 140.76 | 2014 | 54.4108 | 13
[11 empty] | 119.646 | 2014 | 63.4238 | 13
[11 empty] | 112 | 2014 | 98.1291 | 13
[11 empty] | 110.98 | 2014 | 76.1015 | 13
[11 empty] | 100.3 | 2014 | 56.0296 | 13
[11 empty] | 99 | 2014 | 81.2935 | 13
[11 empty] | 93.96 | 2014 | 80.6877 | 13
[11 empty] | 75 | 2014 | 54.437 | 13
[11 empty] | 74.8 | 2014 | 63.2249 | 13
[11 empty] | 68 | 2014 | 56.8329 | 13
[11 empty] | 60 | 2014 | 49.2656 | 13
[11 empty] | 50.4 | 2014 | 74.6838 | 13
[11 empty] | 48 | 2014 | 51.1341 | 13
[11 empty] | 40 | 2014 | 78.3409 | 13
[11 empty] | 34.2 | 2014 | 96.2887 | 13
[11 empty] | 20 | 2014 | 83.8063 | 13
[11 empty] | 19.8 | 2014 | 50.1233 | 13
[11 empty] | 19.5 | 2014 | 58.8471 | 13
[11 empty] | 16.2 | 2014 | 88.701 | 13
[11 empty] | 14.95 | 2014 | 49.0255 | 13
[11 empty] | 11.5 | 2014 | 80.8608 | 13
[11 empty] | 10 | 2014 | 72.2535 | 13
[11 empty] | 9.72 | 2014 | 64.4855 | 13
[11 empty] | 495.01 | 2015 | 51.3969 | 14
[11 empty] | 299.7 | 2015 | 44.3468 | 14
[11 empty] | 299.7 | 2015 | 47.8751 | 14
[11 empty] | 299 | 2015 | 54.9884 | 14
[11 empty] | 250 | 2015 | 40.6471 | 14
[11 empty] | 249.7 | 2015 | 49.3712 | 14
[11 empty] | 249.2 | 2015 | 53.2372 | 14
[11 empty] | 211.22 | 2015 | 62.5025 | 14
[11 empty] | 207 | 2015 | 52.0601 | 14
[11 empty] | 204.09 | 2015 | 65.2953 | 14
[11 empty] | 202 | 2015 | 76.0216 | 14
[11 empty] | 200.1 | 2015 | 51.9888 | 14
[11 empty] | 200 | 2015 | 41.3949 | 14
[11 empty] | 200 | 2015 | 48.7398 | 14
[11 empty] | 200 | 2015 | 44.2264 | 14
[11 empty] | 200 | 2015 | 42.2417 | 14
[11 empty] | 200 | 2015 | 53.7846 | 14
[11 empty] | 200 | 2015 | 45.9715 | 14
[11 empty] | 198.7 | 2015 | 39.5672 | 14
[11 empty] | 194 | 2015 | 40.0081 | 14
[11 empty] | 180 | 2015 | 53.3094 | 14
[11 empty] | 175.1 | 2015 | 53.3596 | 14
[11 empty] | 165 | 2015 | 69.1335 | 14
[11 empty] | 164.68 | 2015 | 50.8113 | 14
[11 empty] | 150.36 | 2015 | 48.2808 | 14
[11 empty] | 150 | 2015 | 54.6399 | 14
[11 empty] | 150 | 2015 | 86.6318 | 14
[11 empty] | 150 | 2015 | 58.0367 | 14
[11 empty] | 150 | 2015 | 45.7506 | 14
[11 empty] | 150 | 2015 | 45.073 | 14
[11 empty] | 149.6 | 2015 | 43.3681 | 14
[11 empty] | 149.5 | 2015 | 73.6181 | 14
[11 empty] | 147.6 | 2015 | 81.7372 | 14
[11 empty] | 110 | 2015 | 47.4861 | 14
[11 empty] | 110 | 2015 | 57.0228 | 14
[11 empty] | 107.5 | 2015 | 56.9176 | 14
[11 empty] | 100 | 2015 | 48.6022 | 14
[11 empty] | 99 | 2015 | 81.0175 | 14
[11 empty] | 98.1 | 2015 | 46.594 | 14
[11 empty] | 98 | 2015 | 47.4789 | 14
[11 empty] | 95 | 2015 | 48.4947 | 14
[11 empty] | 85.9 | 2015 | 66.3035 | 14
[11 empty] | 79.55 | 2015 | 40.2002 | 14
[11 empty] | 78 | 2015 | 54.6333 | 14
[11 empty] | 74 | 2015 | 45.193 | 14
[11 empty] | 73.5 | 2015 | 43.2793 | 14
[11 empty] | 48.3 | 2015 | 42.8585 | 14
[11 empty] | 30 | 2015 | 71.225 | 14
[11 empty] | 20 | 2015 | 54.8563 | 14
[11 empty] | 19.8 | 2015 | 105.3746 | 14
[11 empty] | 18 | 2015 | 41.5016 | 14
[11 empty] | 14.25 | 2015 | 169.2467 | 14
[11 empty] | 7.04 | 2015 | 51.3969 | 14
[11 empty] | 400 | 2016 | 43.4134 | 15
[11 empty] | 301.06 | 2016 | 44.8913 | 15
[11 empty] | 300.3 | 2016 | 43.6628 | 15
[11 empty] | 257.25 | 2016 | 52.4077 | 15
[11 empty] | 250.263 | 2016 | 42.8825 | 15
[11 empty] | 249 | 2016 | 42.8208 | 15
[11 empty] | 230.4 | 2016 | 40.6997 | 15
[11 empty] | 230 | 2016 | 40.3454 | 15
[11 empty] | 230 | 2016 | 42.4025 | 15
[11 empty] | 225 | 2016 | 38.1401 | 15
[11 empty] | 208.265 | 2016 | 44.4655 | 15
[11 empty] | 206.55 | 2016 | 38.088 | 15
[11 empty] | 200.91 | 2016 | 45.8454 | 15
[11 empty] | 200.48 | 2016 | 37.2615 | 15
[11 empty] | 200 | 2016 | 44.2775 | 15
[11 empty] | 200 | 2016 | 40.7204 | 15
[11 empty] | 200 | 2016 | 39.2357 | 15
[11 empty] | 200 | 2016 | 41.7569 | 15
[11 empty] | 200 | 2016 | 48.9583 | 15
[11 empty] | 199.8 | 2016 | 53.9235 | 15
[11 empty] | 198 | 2016 | 41.1288 | 15
[11 empty] | 184.8 | 2016 | 88.7502 | 15
[11 empty] | 184 | 2016 | 49.4578 | 15
[11 empty] | 174 | 2016 | 45.3476 | 15
[11 empty] | 154.284 | 2016 | 50.984 | 15
[11 empty] | 151.8 | 2016 | 44.5745 | 15
[11 empty] | 150 | 2016 | 57.2889 | 15
[11 empty] | 149.73 | 2016 | 39.2901 | 15
[11 empty] | 149.03 | 2016 | 35.7476 | 15
[11 empty] | 147.2 | 2016 | 46.7916 | 15
[11 empty] | 125.58 | 2016 | 54.3406 | 15
[11 empty] | 119.93 | 2016 | 43.4423 | 15
[11 empty] | 118 | 2016 | 52.8638 | 15
[11 empty] | 108 | 2016 | 43.2344 | 15
[11 empty] | 104 | 2016 | 35.292 | 15
[11 empty] | 102.5 | 2016 | 56.3407 | 15
[11 empty] | 100.8 | 2016 | 63.02 | 15
[11 empty] | 100 | 2016 | 57.2889 | 15
[11 empty] | 93 | 2016 | 76.806 | 15
[11 empty] | 80 | 2016 | 60.7072 | 15
[11 empty] | 78 | 2016 | 46.4441 | 15
[11 empty] | 77.7 | 2016 | 73.0848 | 15
[11 empty] | 72 | 2016 | 43.1617 | 15
[11 empty] | 64.8 | 2016 | 44.8158 | 15
[11 empty] | 62.1 | 2016 | 67.5736 | 15
[11 empty] | 60.86 | 2016 | 53.218 | 15
[11 empty] | 51 | 2016 | 86.7909 | 15
[11 empty] | 51 | 2016 | 94.4804 | 15
[11 empty] | 42.9 | 2016 | 57.0987 | 15
[11 empty] | 39.9 | 2016 | 78.1803 | 15
[11 empty] | 35.8 | 2016 | 44.5444 | 15
[11 empty] | 31.65 | 2016 | 45.1818 | 15
[11 empty] | 29.9 | 2016 | 59.3588 | 15
[11 empty] | 29.4 | 2016 | 60.2263 | 15
[11 empty] | 13 | 2016 | 40.3593 | 15
[11 empty] | 9.9 | 2016 | 71.2287 | 15
[11 empty] | 9 | 2016 | 82.8521 | 15
[11 empty] | 8 | 2016 | 163.0316 | 15
[11 empty] | 305.8 | 2017 | 43.154 | 16
[11 empty] | 300 | 2017 | 43.3172 | 16
[11 empty] | 299.25 | 2017 | 42.4532 | 16
[11 empty] | 298.2 | 2017 | 46.5367 | 16
[11 empty] | 297.8 | 2017 | 49.0231 | 16
[11 empty] | 280.6 | 2017 | 36.5391 | 16
[11 empty] | 276 | 2017 | 44.3047 | 16
[11 empty] | 253 | 2017 | 37.7723 | 16
[11 empty] | 250 | 2017 | 37.87 | 16
[11 empty] | 249.075 | 2017 | 62.167 | 16
[11 empty] | 228 | 2017 | 51.2178 | 16
[11 empty] | 208 | 2017 | 71.7068 | 16
[11 empty] | 200 | 2017 | 37.8735 | 16
[11 empty] | 200 | 2017 | 34.8459 | 16
[11 empty] | 196.65 | 2017 | 44.4399 | 16
[11 empty] | 178.2 | 2017 | 39.9709 | 16
[11 empty] | 170 | 2017 | 38.9691 | 16
[11 empty] | 164 | 2017 | 40.8944 | 16
[11 empty] | 163.2 | 2017 | 44.7971 | 16
[11 empty] | 155.4 | 2017 | 40.9953 | 16
[11 empty] | 154.575 | 2017 | 58.6885 | 16
[11 empty] | 151.2 | 2017 | 36.4165 | 16
[11 empty] | 150 | 2017 | 39.3044 | 16
[11 empty] | 149 | 2017 | 52.599 | 16
[11 empty] | 142.6 | 2017 | 42.843 | 16
[11 empty] | 119.7 | 2017 | 44.8107 | 16
[11 empty] | 100.05 | 2017 | 41.3302 | 16
[11 empty] | 100.05 | 2017 | 62.0005 | 16
[11 empty] | 100 | 2017 | 49.4164 | 16
[11 empty] | 99.25 | 2017 | 35.0927 | 16
[11 empty] | 99.1 | 2017 | 42.3142 | 16
[11 empty] | 98.9 | 2017 | 37.057 | 16
[11 empty] | 98 | 2017 | 40.9853 | 16
[11 empty] | 89.96 | 2017 | 31.2857 | 16
[11 empty] | 82.8 | 2017 | 37.057 | 16
[11 empty] | 75 | 2017 | 40.3193 | 16
[11 empty] | 66 | 2017 | 51.1458 | 16
[11 empty] | 50.4 | 2017 | 42.0434 | 16
[11 empty] | 46 | 2017 | 54.1643 | 16
[11 empty] | 30 | 2017 | 53.2014 | 16
[11 empty] | 22.8 | 2017 | 73.4839 | 16
[11 empty] | 10 | 2017 | 71.943 | 16
[11 empty] | 10 | 2017 | 78.3489 | 16
[11 empty] | 10 | 2017 | 84.8839 | 16
[11 empty] | 10 | 2017 | 81.6651 | 16
[11 empty] | 10 | 2017 | 79.8672 | 16
[11 empty] | 6.9 | 2017 | 44.1483 | 16
[11 empty] | 400 | 2018 | 36.5971 | 17
[11 empty] | 318.15 | 2018 | 38.1417 | 17
[11 empty] | 300 | 2018 | 34.6892 | 17
[11 empty] | 300 | 2018 | 30.4364 | 17
[11 empty] | 300 | 2018 | 30.9714 | 17
[11 empty] | 299.25 | 2018 | 33.4283 | 17
[11 empty] | 250 | 2018 | 34.6239 | 17
[11 empty] | 247.275 | 2018 | 33.4288 | 17
[11 empty] | 243.8 | 2018 | 28.7494 | 17
[11 empty] | 212 | 2018 | 36.2599 | 17
[11 empty] | 202.5 | 2018 | 29.2783 | 17
[11 empty] | 201 | 2018 | 39.096 | 17
[11 empty] | 200.4 | 2018 | 44.0755 | 17
[11 empty] | 200 | 2018 | 36.5971 | 17
[11 empty] | 200 | 2018 | 35.2952 | 17
[11 empty] | 200 | 2018 | 36.6428 | 17
[11 empty] | 199.5 | 2018 | 29.6668 | 17
[11 empty] | 199.2 | 2018 | 37.5416 | 17
[11 empty] | 198.6 | 2018 | 31.7591 | 17
[11 empty] | 193.5 | 2018 | 44.7658 | 17
[11 empty] | 185 | 2018 | 49.4742 | 17
[11 empty] | 170 | 2018 | 33.0673 | 17
[11 empty] | 160 | 2018 | 39.8963 | 17
[11 empty] | 150.59 | 2018 | 30.2886 | 17
[11 empty] | 148.35 | 2018 | 44.0138 | 17
[11 empty] | 148.35 | 2018 | 33.389 | 17
[11 empty] | 132.1 | 2018 | 38.4061 | 17
[11 empty] | 131.1 | 2018 | 60.2633 | 17
[11 empty] | 129.88 | 2018 | 29.0916 | 17
[11 empty] | 105 | 2018 | 56.9999 | 17
[11 empty] | 103.5 | 2018 | 32.6641 | 17
[11 empty] | 102 | 2018 | 35.0942 | 17
[11 empty] | 100.05 | 2018 | 34.5176 | 17
[11 empty] | 99.36 | 2018 | 30.1774 | 17
[11 empty] | 90.825 | 2018 | 35.5709 | 17
[11 empty] | 80.46 | 2018 | 29.1091 | 17
[11 empty] | 80 | 2018 | 56.8926 | 17
[11 empty] | 79.75 | 2018 | 36.2227 | 17
[11 empty] | 78.4 | 2018 | 58.6143 | 17
[11 empty] | 50.9 | 2018 | 38.8713 | 17
[11 empty] | 48 | 2018 | 42.9801 | 17
[11 empty] | 44.6 | 2018 | 41.9183 | 17
[11 empty] | 43.7 | 2018 | 52.3413 | 17
[11 empty] | 30 | 2018 | 32.8557 | 17
[11 empty] | 25.06 | 2018 | 40.8734 | 17
[11 empty] | 20.7 | 2018 | 33.0491 | 17
[11 empty] | 20.7 | 2018 | 33.9695 | 17
[11 empty] | 6.9 | 2018 | 37.9484 | 17
[11 empty] | 478 | 2019 | 33.1131 | 18
[11 empty] | 449.935 | 2019 | 52.7872 | 18
[11 empty] | 398.8 | 2019 | 32.0553 | 18
[11 empty] | 350.28 | 2019 | 38.8 | 18
[11 empty] | 307.46 | 2019 | 43.3339 | 18
[11 empty] | 300 | 2019 | 34.6837 | 18
[11 empty] | 299.3 | 2019 | 37.9652 | 18
[11 empty] | 275.625 | 2019 | 33.537 | 18
[11 empty] | 250 | 2019 | 32.3309 | 18
[11 empty] | 237.6 | 2019 | 46.7819 | 18
[11 empty] | 226.05 | 2019 | 46.2469 | 18
[11 empty] | 220.5 | 2019 | 37.9257 | 18
[11 empty] | 216.44 | 2019 | 36.6322 | 18
[11 empty] | 212.04 | 2019 | 29.0385 | 18
[11 empty] | 209.44 | 2019 | 35.005 | 18
[11 empty] | 205.2 | 2019 | 38.2387 | 18
[11 empty] | 202.36 | 2019 | 27.8556 | 18
[11 empty] | 201.6 | 2019 | 61.467 | 18
[11 empty] | 200.85 | 2019 | 52.577 | 18
[11 empty] | 200.2 | 2019 | 30.63 | 18
[11 empty] | 200.1 | 2019 | 34.7264 | 18
[11 empty] | 200.1 | 2019 | 27.9365 | 18
[11 empty] | 199.275 | 2019 | 45.8416 | 18
[11 empty] | 194.25 | 2019 | 43.5585 | 18
[11 empty] | 183.75 | 2019 | 30.1339 | 18
[11 empty] | 170.3 | 2019 | 42.535 | 18
[11 empty] | 162.855 | 2019 | 54.3426 | 18
[11 empty] | 161.3 | 2019 | 57.9227 | 18
[11 empty] | 160.02 | 2019 | 29.2337 | 18
[11 empty] | 158 | 2019 | 37.4671 | 18
[11 empty] | 150 | 2019 | 38.7337 | 18
[11 empty] | 144.9 | 2019 | 53.9081 | 18
[11 empty] | 140 | 2019 | 37.0209 | 18
[11 empty] | 131.1 | 2019 | 56.4567 | 18
[11 empty] | 106.7 | 2019 | 34.6346 | 18
[11 empty] | 100.75 | 2019 | 36.6466 | 18
[11 empty] | 100.05 | 2019 | 47.8547 | 18
[11 empty] | 96.7 | 2019 | 38.6812 | 18
[11 empty] | 90 | 2019 | 46.4332 | 18
[11 empty] | 75.9 | 2019 | 51.1547 | 18
[11 empty] | 66 | 2019 | 34.9282 | 18
[11 empty] | 59.4 | 2019 | 39.6529 | 18
[11 empty] | 48.8 | 2019 | 47.917 | 18
[11 empty] | 30.24 | 2019 | 30.5412 | 18
[11 empty] | 28.8 | 2019 | 67.1189 | 18
[11 empty] | 522.8 | 2020 | 34.2598 | 19
[11 empty] | 496.4 | 2020 | 31.058 | 19
[11 empty] | 491.6 | 2020 | 52.3964 | 19
[11 empty] | 418.9 | 2020 | 38.3572 | 19
[11 empty] | 400 | 2020 | 58.3218 | 19
[11 empty] | 398.6 | 2020 | 36.5813 | 19
[11 empty] | 350 | 2020 | 40.6953 | 19
[11 empty] | 310.64 | 2020 | 38.6375 | 19
[11 empty] | 300 | 2020 | 50.7512 | 19
[11 empty] | 300 | 2020 | 33.5755 | 19
[11 empty] | 299.54 | 2020 | 50.3828 | 19
[11 empty] | 299.36 | 2020 | 35.616 | 19
[11 empty] | 260.92 | 2020 | 36.9717 | 19
[11 empty] | 250.9 | 2020 | 32.1829 | 19
[11 empty] | 250.9 | 2020 | 38.3349 | 19
[11 empty] | 250.4 | 2020 | 29.171 | 19
[11 empty] | 250.24 | 2020 | 30.1529 | 19
[11 empty] | 250 | 2020 | 39.8844 | 19
[11 empty] | 248.2 | 2020 | 41.4871 | 19
[11 empty] | 247.395 | 2020 | 52.1873 | 19
[11 empty] | 242.8 | 2020 | 35.0486 | 19
[11 empty] | 242 | 2020 | 50.293 | 19
[11 empty] | 236.5 | 2020 | 36.0263 | 19
[11 empty] | 230 | 2020 | 27.8459 | 19
[11 empty] | 226.56 | 2020 | 28.6927 | 19
[11 empty] | 220 | 2020 | 40.8438 | 19
[11 empty] | 216.6 | 2020 | 33.1375 | 19
[11 empty] | 202.22 | 2020 | 40.7175 | 19
[11 empty] | 202 | 2020 | 44.7001 | 19
[11 empty] | 202 | 2020 | 36.0132 | 19
[11 empty] | 201.6 | 2020 | 40.6942 | 19
[11 empty] | 201.26 | 2020 | 32.5229 | 19
[11 empty] | 200.6 | 2020 | 31.8043 | 19
[11 empty] | 200.1 | 2020 | 33.4929 | 19
[11 empty] | 200 | 2020 | 32.4585 | 19
[11 empty] | 200 | 2020 | 34.3676 | 19
[11 empty] | 200 | 2020 | 26.6847 | 19
[11 empty] | 199.82 | 2020 | 32.3587 | 19
[11 empty] | 199.4 | 2020 | 30.4196 | 19
[11 empty] | 198.84 | 2020 | 30.877 | 19
[11 empty] | 195.84 | 2020 | 27.0137 | 19
[11 empty] | 193.24 | 2020 | 29.4518 | 19
[11 empty] | 179.88 | 2020 | 34.0851 | 19
[11 empty] | 171.7 | 2020 | 31.609 | 19
[11 empty] | 168.8 | 2020 | 29.0097 | 19
[11 empty] | 168.6 | 2020 | 45.9675 | 19
[11 empty] | 162.25 | 2020 | 35.8717 | 19
[11 empty] | 162.15 | 2020 | 34.1811 | 19
[11 empty] | 160.74 | 2020 | 29.6558 | 19
[11 empty] | 152.2 | 2020 | 32.1619 | 19
[11 empty] | 151.2 | 2020 | 43.5447 | 19
[11 empty] | 150 | 2020 | 33.1205 | 19
[11 empty] | 150 | 2020 | 37.9424 | 19
[11 empty] | 150 | 2020 | 41.647 | 19
[11 empty] | 150 | 2020 | 37.7304 | 19
[11 empty] | 149.9 | 2020 | 51.8758 | 19
[11 empty] | 149.66 | 2020 | 53.0013 | 19
[11 empty] | 149.4 | 2020 | 43.3633 | 19
[11 empty] | 148.4 | 2020 | 30.4506 | 19
[11 empty] | 146.64 | 2020 | 46.2641 | 19
[11 empty] | 144.9 | 2020 | 50.2598 | 19
[11 empty] | 136.8 | 2020 | 66.5555 | 19
[11 empty] | 133.28 | 2020 | 26.4685 | 19
[11 empty] | 131.3 | 2020 | 37.5097 | 19
[11 empty] | 130.92 | 2020 | 36.9187 | 19
[11 empty] | 130 | 2020 | 54.9636 | 19
[11 empty] | 126 | 2020 | 34.8181 | 19
[11 empty] | 122.8 | 2020 | 37.5097 | 19
[11 empty] | 112.42 | 2020 | 48.8379 | 19
[11 empty] | 106.4 | 2020 | 32.3221 | 19
[11 empty] | 102 | 2020 | 45.3757 | 19
[11 empty] | 100 | 2020 | 50.3828 | 19
[11 empty] | 90 | 2020 | 26.3076 | 19
[11 empty] | 83.7 | 2020 | 29.0097 | 19
[11 empty] | 79.9 | 2020 | 36.3096 | 19
[11 empty] | 79 | 2020 | 38.2184 | 19
[11 empty] | 72.6 | 2020 | 60.5522 | 19
[11 empty] | 72.45 | 2020 | 53.1818 | 19
[11 empty] | 60.4 | 2020 | 37.2245 | 19
[11 empty] | 59.22 | 2020 | 32.6963 | 19
[11 empty] | 56.2 | 2020 | 57.7833 | 19
[11 empty] | 50.6 | 2020 | 52.8387 | 19
[11 empty] | 50.4 | 2020 | 51.5621 | 19
[11 empty] | 36.8 | 2020 | 24.6436 | 19
[11 empty] | 10 | 2020 | 103.5017 | 19
[11 empty] | 10 | 2020 | 110.9291 | 19
[11 empty] | 10 | 2020 | 122.2242 | 19
[11 empty] | 10 | 2020 | 114.9402 | 19
[11 empty] | 7.5 | 2020 | 35.1292 | 19
[11 empty] | 383.52 | 2021 | 63.3685 | 20
[11 empty] | 304.675 | 2021 | 35.2791 | 20
[11 empty] | 303.2 | 2021 | 36.401 | 20
[11 empty] | 302.4 | 2021 | 48.5194 | 20
[11 empty] | 301.14 | 2021 | 31.3763 | 20
[11 empty] | 301.1 | 2021 | 36.9643 | 20
[11 empty] | 298.8 | 2021 | 32.7412 | 20
[11 empty] | 298.6 | 2021 | 41.759 | 20
[11 empty] | 286.62 | 2021 | 35.7251 | 20
[11 empty] | 247 | 2021 | 50.1192 | 20
[11 empty] | 239.8 | 2021 | 38.8453 | 20
[11 empty] | 225.6 | 2021 | 29.4372 | 20
[11 empty] | 218 | 2021 | 33.787 | 20
[11 empty] | 218 | 2021 | 36.7358 | 20
[11 empty] | 209.4 | 2021 | 78.412 | 20
[11 empty] | 202.74 | 2021 | 34.4079 | 20
[11 empty] | 199.4 | 2021 | 32.5824 | 20
[11 empty] | 198 | 2021 | 42.3941 | 20
[11 empty] | 197.4 | 2021 | 33.8202 | 20
[11 empty] | 184.9 | 2021 | 35.9212 | 20
[11 empty] | 180.075 | 2021 | 37.5084 | 20
[11 empty] | 166.08 | 2021 | 48.4137 | 20
[11 empty] | 155 | 2021 | 28.1382 | 20
[11 empty] | 153.6 | 2021 | 34.8594 | 20
[11 empty] | 140 | 2021 | 33.2514 | 20
[11 empty] | 137.75 | 2021 | 29.2971 | 20
[11 empty] | 125.475 | 2021 | 58.4707 | 20
[11 empty] | 118.1 | 2021 | 33.0928 | 20
[11 empty] | 100.8 | 2021 | 34.8505 | 20
[11 empty] | 99.8 | 2021 | 52.6753 | 20
[11 empty] | 93.06 | 2021 | 36.2029 | 20
[11 empty] | 996.4 | 2022 | 29.0011 | 21
[11 empty] | 393.6 | 2022 | 29.4221 | 21
[11 empty] | 336 | 2022 | 33.011 | 21
[11 empty] | 304 | 2022 | 31.2506 | 21
[11 empty] | 302.4 | 2022 | 30.1633 | 21
[11 empty] | 299.36 | 2022 | 31.7167 | 21
[11 empty] | 264 | 2022 | 29.5846 | 21
[11 empty] | 201.3 | 2022 | 52.6931 | 21
[11 empty] | 120.4 | 2022 | 39.8719 | 21
[11 empty] | 72.45 | 2022 | 47.9779 | 21
[11 empty] | 21.76 | 2022 | 34.8382 | 21
[11 empty] | 20 | 2022 | 55.0684 | 21
[11 empty] | 5.64 | 2022 | 85.2276 | 21