## TOC
Table of Contents
Tab | Section | Notes
Report_Table 7 and Backup==> | Table 7
Report_Table 7 | Table 7
Aurora_Revenues_Table7 | Table 7
Storage_Annual | Table 7
Storage_Backup | Table 7
Report Table 6 and Backup==> | Table 6
Report_Table 6 | Table 6
Aurora_Revenues_Table6 | Table 6
Battery_Comm_Resi_Annual | Table 6
Com_Res_MW Breakdown | Table 6
BTM_Storage_Backup | Table 6
Storage Cost Analysis==> | Cost Analysis
Batteries_Utility | Cost Analysis
Batteries_Comm_Resi | Cost Analysis
Assumptions | Cost Analysis
CCR_Utility-Scale | Cost Analysis
CCR_BTM | Cost Analysis
ModelFactors | Cost Analysis
Battery_Cum_Graph | Cost Analysis
Battery_Cum_Data | Cost Analysis
Data=> | Cost Analysis
Storage_Ann_Development | Cost Analysis
NREL 2023 ATB==> | Cost Analysis
Utility-Scale Battery Storage | Cost Analysis
Comm Battery Storage | Cost Analysis
Resi Battery Storage | Cost Analysis
FRED Graph_22Oct2023 | Cost Analysis
EIA AEO 2023==> | Cost Analysis
EIA_AEO_2023_Table 3 | Cost Analysis
EIA_AEO_2023_Table 4 | Cost Analysis

## Report_Table 7
Project Summary ($2022)
Case | Costs | Energy Revenue | Capacity Revenue | Net Market Revenues | Energy Market Impact | Total Benefits
Storage | 21003199135.4544 | 1653983131.7873 | 13380498086.2 | -5968717917.4671 | 509007846.6251 | -5459710070.842
Years | 20
Report - Table 7
Project Summary ($1,000 2022) - Annualized
Case | Costs | Energy Revenue | Capacity Revenue | Net Market Revenues | Energy Market Impact | Total
Storage | 1050159.9568 | 82699.1566 | 669024.9043 | -298435.8959 | 25450.3923 | -272985.5035
Thousands | 1000

## Aurora_Revenues_Table7
Summary Tables | $2022 Real
Case | Energy Revenue | Capacity Revenue | Energy Market Impact | MWh | Cost (EST)
Storage | 1653983131.7873 | 13380498086.2 | 509007846.6251 | 163294076.2802 | 21003199135.4544
($/MWh)
Case | Energy Revenue | Capacity Revenue | Energy Market Impact | Total | Cost (EST)
Storage | 10.1289 | 81.9411 | 3.1171 | 95.1871 | 128.6219

## Storage_Annual
Storage Annual Detail
|  | Aurora Output (Nominal) |  |  |  | Aurora Output ($2022) |  |  |  | Cost Data (Nominal) |  | Cost Data ($2022) |  | Revenues and Costs ($2022)
| Operating | Energy Revenue | Capacity Revenue | Energy Market Impact | MWh | Energy Revenue | Capacity Revenue | Energy Market Impact | MWh | CapEx | OpEx | CapEx | OpEx | Costs | Revenues | Net Revenues | Inflation | Cum. Inflation
| Year | ($) | ($) | ($) | MWh | ($) | ($) | ($) | MWh | ($) | ($) | ($) | ($) | ($) | ($) | ($)
| 1 | 2 | 3 | 4 | 5 | 6 | 7 | 8 | 9 | 10 | 11 | 12 | 13 | 14 | 15 | 16
| [1] | [2] | [3] | [4] | [5] | [6] | [7] | [8] | [9] | [10] | [11] | [12] | [13] | [14] | [15] | [16]
2022 | [16 empty] | 0 | 1
2023 | [16 empty] | 0.0376 | 1.0376
2024 | [16 empty] | 0.025 | 1.0635
2025 | [16 empty] | 0.025 | 1.0901
2026 | [16 empty] | 0.025 | 1.1174
2027 | [16 empty] | 0.025 | 1.1453
2028 | [16 empty] | 0.025 | 1.1739
2029 | [16 empty] | 0.025 | 1.2033
2030 | 1 | 35192096.386 | 52095227.98 | 18652252.9889 | 2091001.0581 | 28533044.7564 | 42237764.2765 | 15122872.0081 | 2091001.0581 | 228965304.5792 | 76536442.6663 | 185640469.143 | 62054210.1312 | 247694679.2742 | 70770809.0329 | -176923870.2412 | 0.025 | 1.2334
2031 | 2 | 60733566.824 | 160990221.9151 | 29540351.472 | 4119000.1574 | 48040542.3131 | 127344036.7881 | 23366559.5328 | 4119000.1574 | 460618176.8816 | 153971261.0641 | 364351184.5892 | 121792005.1292 | 486143189.7185 | 175384579.1011 | -310758610.6173 | 0.025 | 1.2642
2032 | 3 | 75993248.723 | 267024494.7168 | 38175411.1247 | 5427876.8524 | 58644901.2678 | 206066004.4398 | 29460422.5229 | 5427876.8524 | 625453944.8345 | 209071064.6193 | 482670308.9911 | 161342647.5192 | 644012956.5103 | 264710905.7076 | -379302050.8027 | 0.025 | 1.2958
2033 | 4 | 93142175.056 | 442709797.5682 | 36622035.1057 | 6547244.1029 | 70125788.6344 | 333311667.5873 | 27572354.7537 | 6547244.1029 | 797152681.437 | 266464959.0087 | 600168080.8307 | 200618735.6337 | 800786816.4645 | 403437456.2216 | -397349360.2428 | 0.025 | 1.3282
2034 | 5 | 105869421.723 | 566658373.0715 | 42160562.4301 | 7912330.1617 | 77763904.5467 | 416225638.3097 | 30968053.8449 | 7912330.1617 | 1015638674.6718 | 339498472.6467 | 746013604.9274 | 249370652.9326 | 995384257.86 | 493989542.8565 | -501394715.0035 | 0.025 | 1.3614
2035 | 6 | 111425521.781 | 803540216.8902 | 39676365.8182 | 9134567.5214 | 79848788.0344 | 575825999.556 | 28432532.0946 | 9134567.5214 | 1243118044.7798 | 415538210.6326 | 890832438.3212 | 297779377.3873 | 1188611815.7085 | 655674787.5904 | -532937028.118 | 0.025 | 1.3955
2036 | 7 | 122326034.419 | 946919741.2269 | 3737556.2637 | 9325764.4718 | 85522164.4569 | 662022816.4948 | 2613048.8327 | 9325764.4718 | 1274195995.8993 | 425926665.8984 | 890832438.3212 | 297779377.3873 | 1188611815.7085 | 747544980.9517 | -441066834.7568 | 0.025 | 1.4303
2037 | 8 | 135026404.415 | 1250236233.652 | 8429574.8399 | 9430663.6846 | 92098938.4639 | 852762320.4318 | 5749652.4315 | 9430663.6846 | 1306050895.7968 | 436574832.5458 | 890832438.3212 | 297779377.3873 | 1188611815.7085 | 944861258.8957 | -243750556.8127 | 0.025 | 1.4661
2038 | 9 | 143015982.438 | 1291616101.2245 | 36246394.0562 | 9316987.9232 | 95169246.2904 | 859499258.437 | 24119975.5738 | 9316987.9232 | 1338702168.1917 | 447489203.3595 | 890832438.3212 | 297779377.3873 | 1188611815.7085 | 954668504.7274 | -233943310.9811 | 0.025 | 1.5028
2039 | 10 | 151856994.061 | 1176674772.3891 | 23106705.4083 | 9332318.9116 | 98587757.8316 | 763914288.072 | 15001207.4924 | 9332318.9116 | 1372169722.3965 | 458676433.4435 | 890832438.3212 | 297779377.3873 | 1188611815.7085 | 862502045.9036 | -326109769.8049 | 0.025 | 1.5403
2040 | 11 | 162060923.468 | 1087334550.0532 | 3610711.2641 | 9382587.9325 | 102646142.876 | 688695924.905 | 2286952.1928 | 9382587.9325 | 1406473965.4564 | 470143344.2796 | 890832438.3212 | 297779377.3873 | 1188611815.7085 | 791342067.7809 | -397269747.9275 | 0.025 | 1.5788
2041 | 12 | 182217221.668 | 1390162510.6912 | 19651052.1377 | 9316833.7089 | 112597793.5894 | 859025453.2567 | 12143007.6266 | 9316833.7089 | 1441635814.5929 | 481896927.8865 | 890832438.3212 | 297779377.3873 | 1188611815.7085 | 971623246.8461 | -216988568.8624 | 0.025 | 1.6183
2042 | 13 | 182230659.439 | 1455436471.3664 | 71728976.3667 | 9492823.9916 | 109859607.0378 | 877424684.2166 | 43242543.1655 | 9492823.9916 | 1477676709.9577 | 493944351.0837 | 890832438.3212 | 297779377.3873 | 1188611815.7085 | 987284291.2545 | -201327524.454 | 0.025 | 1.6588
2043 | 14 | 146249718.087 | 1506279961.8615 | -18335385.6251 | 9218232.098 | 86017688.2708 | 885927999.7442 | -10784071.9672 | 9218232.098 | 1514618627.7066 | 506292959.8608 | 890832438.3212 | 297779377.3873 | 1188611815.7085 | 971945688.015 | -216666127.6935 | 0.025 | 1.7002
2044 | 15 | 142961004.774 | 1245267053.926 | -47551336.2867 | 9093605.9262 | 82032596.0241 | 714547924.0183 | -27285479.4647 | 9093605.9262 | 1552484093.3993 | 518950283.8573 | 890832438.3212 | 297779377.3873 | 1188611815.7085 | 796580520.0424 | -392031295.666 | 0.025 | 1.7427
2045 | 16 | 161866714.849 | 1571512313.1569 | 84484086.2338 | 8980275.9869 | 90615512.4725 | 879757112.1795 | 47295509.6234 | 8980275.9869 | 1591296195.7343 | 531924040.9537 | 890832438.3212 | 297779377.3873 | 1188611815.7085 | 970372624.652 | -218239191.0565 | 0.025 | 1.7863
2046 | 17 | 152318058.686 | 1638755909.3313 | 102922998.0007 | 8895298.6538 | 83190269.0449 | 895025489.2444 | 56212585.4836 | 8895298.6538 | 1631078600.6276 | 545222141.9776 | 890832438.3212 | 297779377.3873 | 1188611815.7085 | 978215758.2893 | -210396057.4191 | 0.025 | 1.831
2047 | 18 | 185153769.701 | 1697830210.5124 | 21713372.0696 | 8873550.0905 | 98657436.3938 | 904672782.3669 | 11569765.1056 | 8873550.0905 | 1671855565.6433 | 558852695.527 | 890832438.3212 | 297779377.3873 | 1188611815.7085 | 1003330218.7607 | -185281596.9477 | 0.025 | 1.8767
2048 | 19 | 146433737.054 | 1757403745.2452 | 136146532.7149 | 8717155.3315 | 76122763.825 | 913576563.2692 | 70775017.861 | 8717155.3315 | 1713651954.7844 | 572824012.9152 | 890832438.3212 | 297779377.3873 | 1188611815.7085 | 989699327.0942 | -198912488.6142 | 0.025 | 1.9237
2049 | 20 | 153615093.046 | 1819198489.8251 | 199432683.4506 | 8685957.7154 | 77908245.6573 | 922634358.6062 | 101145337.911 | 8685957.7154 | 1756493253.654 | 587144613.2381 | 890832438.3212 | 297779377.3873 | 1188611815.7085 | 1000542604.2635 | -188069211.445 | 0.025 | 1.9717
2030 - 2049 Totals |  | 2649688346.598 | 22127646396.6035 | 850150899.8339 | 163294076.2802 | 1653983131.7873 | 13380498086.2 | 509007846.6251 | 163294076.2802 | 25419330391.0249 | 8496942917.4644 | 15741330223.2993 | 5261868912.155 | 21003199135.4544 | 15034481217.9873 | -5968717917.4671
2030 - 2049 $/MWh |  | 16.2265 | 135.508 | 5.2063 | 1 | 10.1289 | 81.9411 | 3.1171 | 1 | Nominal Costs: | 207.7006 | $2022 Costs: | 128.6219 | 128.6219 | 92.07

## Storage_Backup
Battery Backup:
Total Costs ($2022) | 2030 | 2031 | 2032 | 2033 | 2034 | 2035 | 2036 | 2037 | 2038 | 2039 | 2040 | 2041 | 2042 | 2043 | 2044 | 2045 | 2046 | 2047 | 2048 | 2049
Total OpEx | 62054210.1312 | 121792005.1292 | 161342647.5192 | 200618735.6337 | 249370652.9326 | 297779377.3873 | 297779377.3873 | 297779377.3873 | 297779377.3873 | 297779377.3873 | 297779377.3873 | 297779377.3873 | 297779377.3873 | 297779377.3873 | 297779377.3873 | 297779377.3873 | 297779377.3873 | 297779377.3873 | 297779377.3873 | 297779377.3873
Total CapEx | 185640469.143 | 364351184.5892 | 482670308.9911 | 600168080.8307 | 746013604.9274 | 890832438.3212 | 890832438.3212 | 890832438.3212 | 890832438.3212 | 890832438.3212 | 890832438.3212 | 890832438.3212 | 890832438.3212 | 890832438.3212 | 890832438.3212 | 890832438.3212 | 890832438.3212 | 890832438.3212 | 890832438.3212 | 890832438.3212

## Report_Table 6
Project Summary ($2022)
Case | Costs | Energy Revenue | Capacity Revenue | Net Market Revenues | Energy Market Impact | Total Benefits
Storage Total ($2022) | 3957810143.8806 | 258947478.4158 | 1889423188.5105 | -1809439476.9544 | 86707577.5747 | -1722731899.3797
Annualized ($2022) | 197890507.194 | 12947373.9208 | 94471159.4255 | -90471973.8477 | 4335378.8787 | -86136594.969
Years | 20
Report - Table 6
Project Summary ($1,000 2022) - Annualized
Description | Costs | Energy Revenue | Capacity Revenue | Net Market Revenues | Energy Market Impact | Total
Storage ($1,000 2022) | 197890.5072 | 12947.3739 | 94471.1594 | -90471.9738 | 4335.3789 | -86136.595 | MWh
Storage ($2022/MWh) | 7.9181 | 0.51806 | 3.78 | -3.62 | 0.17347 | -3.4465 | 24992274.8104
Thousands | 1000

## Aurora_Revenues_Table6
Summary Tables | $2022 Real
Case | Energy Revenue | Capacity Revenue | Energy Market Impact | MWh | Cost (EST)
Storage (Comm/Resi) | 258947478.4158 | 1889423188.5105 | 86707577.5747 | 24992274.8104 | 3957810143.8806
($/MWh)
Case | Energy Revenue | Capacity Revenue | Energy Market Impact | Total | Cost (EST)
Storage (Comm/Resi) | 10.3611 | 75.6003 | 3.4694 | 89.4308 | 158.3613

## Battery_Comm_Resi_Annual
Storage (Residential and Commercial) Annual Detail
Note: Revenue and MWH are based on existing Aurora output (7,500 MW), scaled down by MW %
|  | Aurora Output (Nominal) |  |  |  | Aurora Output ($2022) |  |  |  | Cost Data (Nominal) |  | Cost Data ($2022) |  | Revenues and Costs ($2022)
| Operating | Energy Revenue | Capacity Revenue | Energy Market Impact | MWh | Energy Revenue | Capacity Revenue | Energy Market Impact | MWh | CapEx | OpEx | CapEx | OpEx | Costs | Revenues | Net Revenues | Inflation | Cum. Inflation
| Year | ($) | ($) | ($) | MWh | ($) | ($) | ($) | MWh | ($) | ($) | ($) | ($) | ($) | ($) | ($)
| 1 | 2 | 3 | 4 | 5 | 6 | 7 | 8 | 9 | 10 | 11 | 12 | 13 | 14 | 15 | 16
| [1] | [2] | [3] | [4] | [5] | [6] | [7] | [8] | [9] | [10] | [11] | [12] | [13] | [14] | [15] | [16]
2022 | [16 empty] | 0 | 1
2023 | [16 empty] | 0.0376 | 1.0376
2024 | [16 empty] | 0.025 | 1.0635
2025 | [16 empty] | 0.025 | 1.0901
2026 | [16 empty] | 0.025 | 1.1174
2027 | [16 empty] | 0.025 | 1.1453
2028 | [16 empty] | 0.025 | 1.1739
2029 | [16 empty] | 0.025 | 1.2033
2030 | 1 | 23461397.5907 | 34730151.9867 | 12434835.3259 | 1394000.7054 | 19022029.8376 | 28158509.5177 | 10081914.672 | 1394000.7054 | 78215694.4616 | 165858566.1896 | 63415713.7514 | 134474793.4426 | 197890507.194 | 47180539.3553 | -150709967.8387 | 0.025 | 1.2334
2031 | 2 | 20244522.2747 | 53663407.305 | 9846783.824 | 1373000.0525 | 16013514.1044 | 42448012.2627 | 7788853.1776 | 1373000.0525 | 80171086.8231 | 170005030.3443 | 63415713.7514 | 134474793.4426 | 197890507.194 | 58461526.367 | -139428980.827 | 0.025 | 1.2642
2032 | 3 | 18998312.1807 | 66756123.6792 | 9543852.7812 | 1356969.2131 | 14661225.3169 | 51516501.11 | 7365105.6307 | 1356969.2131 | 82175363.9937 | 174255156.1029 | 63415713.7514 | 134474793.4426 | 197890507.194 | 66177726.4269 | -131712780.7671 | 0.025 | 1.2958
2033 | 4 | 18628435.0112 | 88541959.5136 | 7324407.0211 | 1309448.8206 | 14025157.7269 | 66662333.5175 | 5514470.9507 | 1309448.8206 | 84229748.0935 | 178611535.0055 | 63415713.7514 | 134474793.4426 | 197890507.194 | 80687491.2443 | -117203015.9497 | 0.025 | 1.3282
2034 | 5 | 16939107.4757 | 90665339.6914 | 6745689.9888 | 1265972.8259 | 12442224.7275 | 66596102.1296 | 4954888.6152 | 1265972.8259 | 86335491.7959 | 183076823.3807 | 63415713.7514 | 134474793.4426 | 197890507.194 | 79038326.857 | -118852180.337 | 0.025 | 1.3614
2035 | 6 | 14856736.2375 | 107138695.5854 | 5290182.1091 | 1217942.3362 | 10646505.0713 | 76776799.9408 | 3791004.2793 | 1217942.3362 | 88493879.0908 | 187653743.9652 | 63415713.7514 | 134474793.4426 | 197890507.194 | 87423305.0121 | -110467202.182 | 0.025 | 1.3955
2036 | 7 | 16310137.9225 | 126255965.4969 | 498340.8352 | 1243435.2629 | 11402955.2609 | 88269708.866 | 348406.511 | 1243435.2629 | 90706226.0681 | 192345087.5643 | 63415713.7514 | 134474793.4426 | 197890507.194 | 99672664.1269 | -98217843.0671 | 0.025 | 1.4303
2037 | 8 | 18003520.5887 | 166698164.4869 | 1123943.312 | 1257421.8246 | 12279858.4619 | 113701642.7242 | 766620.3242 | 1257421.8246 | 92973881.7198 | 197153714.7534 | 63415713.7514 | 134474793.4426 | 197890507.194 | 125981501.1861 | -71909006.0079 | 0.025 | 1.4661
2038 | 9 | 19068797.6584 | 172215480.1633 | 4832852.5408 | 1242265.0564 | 12689232.8387 | 114599901.1249 | 3215996.7432 | 1242265.0564 | 95298228.7627 | 202082557.6222 | 63415713.7514 | 134474793.4426 | 197890507.194 | 127289133.9636 | -70601373.2304 | 0.025 | 1.5028
2039 | 10 | 20247599.2081 | 156889969.6519 | 3080894.0544 | 1244309.1882 | 13145034.3775 | 101855238.4096 | 2000160.999 | 1244309.1882 | 97680684.4818 | 207134621.5628 | 63415713.7514 | 134474793.4426 | 197890507.194 | 115000272.7871 | -82890234.4069 | 0.025 | 1.5403
2040 | 11 | 21608123.1291 | 144977940.0071 | 481428.1685 | 1251011.7243 | 13686152.3835 | 91826123.3207 | 304926.959 | 1251011.7243 | 100122701.5939 | 212312987.1019 | 63415713.7514 | 134474793.4426 | 197890507.194 | 105512275.7041 | -92378231.4899 | 0.025 | 1.5788
2041 | 12 | 24295629.5557 | 185355001.4255 | 2620140.285 | 1242244.4945 | 15013039.1453 | 114536727.1009 | 1619067.6835 | 1242244.4945 | 102625769.1337 | 217620811.7794 | 63415713.7514 | 134474793.4426 | 197890507.194 | 129549766.2461 | -68340740.9479 | 0.025 | 1.6183
2042 | 13 | 24297421.2585 | 194058196.1822 | 9563863.5156 | 1265709.8656 | 14647947.605 | 116989957.8956 | 5765672.4221 | 1265709.8656 | 105191413.362 | 223061332.0739 | 63415713.7514 | 134474793.4426 | 197890507.194 | 131637905.5006 | -66252601.6934 | 0.025 | 1.6588
2043 | 14 | 19499962.4116 | 200837328.2482 | -2444718.0834 | 1229097.6131 | 11469025.1028 | 118123733.2992 | -1437876.2623 | 1229097.6131 | 107821198.6961 | 228637865.3757 | 63415713.7514 | 134474793.4426 | 197890507.194 | 129592758.402 | -68297748.792 | 0.025 | 1.7002
2044 | 15 | 19061467.3032 | 166035607.1901 | -6340178.1716 | 1212480.7902 | 10937679.4699 | 95273056.5358 | -3638063.9286 | 1212480.7902 | 110516728.6635 | 234353812.0101 | 63415713.7514 | 134474793.4426 | 197890507.194 | 106210736.0057 | -91679771.1884 | 0.025 | 1.7427
2045 | 16 | 21582228.6465 | 209534975.0876 | 11264544.8312 | 1197370.1316 | 12082068.3297 | 117300948.2906 | 6306067.9498 | 1197370.1316 | 113279646.8801 | 240212657.3104 | 63415713.7514 | 134474793.4426 | 197890507.194 | 129383016.6203 | -68507490.5738 | 0.025 | 1.7863
2046 | 17 | 20309074.4915 | 218500787.9108 | 13723066.4001 | 1186039.8205 | 11092035.8727 | 119336731.8993 | 7495011.3978 | 1186039.8205 | 116111638.0521 | 246217973.7432 | 63415713.7514 | 134474793.4426 | 197890507.194 | 130428767.7719 | -67461739.4221 | 0.025 | 1.831
2047 | 18 | 24687169.2935 | 226377361.4017 | 2895116.2759 | 1183140.0121 | 13154324.8525 | 120623037.6489 | 1542635.3474 | 1183140.0121 | 119014429.0034 | 252373423.0867 | 63415713.7514 | 134474793.4426 | 197890507.194 | 133777362.5014 | -64113144.6926 | 0.025 | 1.8767
2048 | 19 | 19524498.2739 | 234320499.366 | 18152871.0287 | 1162287.3775 | 10149701.8433 | 121810208.4359 | 9436669.0481 | 1162287.3775 | 121989789.7285 | 258682758.6639 | 63415713.7514 | 134474793.4426 | 197890507.194 | 131959910.2792 | -65930596.9148 | 0.025 | 1.9237
2049 | 20 | 20482012.4061 | 242559798.6433 | 26591024.4601 | 1158127.6954 | 10387766.0876 | 123017914.4808 | 13486045.0548 | 1158127.6954 | 125039534.4717 | 265149827.6305 | 63415713.7514 | 134474793.4426 | 197890507.194 | 133405680.5685 | -64484826.6256 | 0.025 | 1.9717
2030 - 2049 Totals |  | 402106152.9178 | 3086112753.0229 | 137228940.5027 | 24992274.8104 | 258947478.4158 | 1889423188.5105 | 86707577.5747 | 24992274.8104 | 1997993134.876 | 4236800285.2667 | 1268314275.0277 | 2689495868.8529 | 3957810143.8806 | 2148370666.9263 | -1809439476.9544
2030 - 2049 $/MWh |  | 16.0892 | 123.4827 | 5.4909 | 1 | 10.3611 | 75.6003 | 3.4694 | 1 | Nominal Costs: | 249.4688 | $2022 Costs: | 158.3613 | 158.3613 | 85.9614
Raw Aurora Output
| 2030 | 35192.0964
| 2031 | 60733.5668
| 2032 | 75993.2487
| 2033 | 93142.1751
| 2034 | 105869.4217
| 2035 | 111425.5218
| 2036 | 122326.0344
| 2037 | 135026.4044
| 2038 | 143015.9824
| 2039 | 151856.9941
| 2040 | 162060.9235
| 2041 | 182217.2217
| 2042 | 182230.6594
| 2043 | 146249.7181
| 2044 | 142961.0048
| 2045 | 161866.7148
| 2046 | 152318.0587
| 2047 | 185153.7697
| 2048 | 146433.7371
| 2049 | 153615.093

## Com_Res_MW Breakdown
Storage Plant Cumulative Addition
| 2030 | 2031 | 2032 | 2033 | 2034 | 2035 | 2036 | 2037 | 2038 | 2039 | 2040 | 2041 | 2042 | 2043 | 2044 | 2045 | 2046 | 2047 | 2048 | 2049
MISO Commercial | 557.8667 | 557.8667 | 557.8667 | 557.8667 | 557.8667 | 557.8667 | 557.8667 | 557.8667 | 557.8667 | 557.8667 | 557.8667 | 557.8667 | 557.8667 | 557.8667 | 557.8667 | 557.8667 | 557.8667 | 557.8667 | 557.8667 | 557.8667
PJM Commercial | 242.1333 | 242.1333 | 242.1333 | 242.1333 | 242.1333 | 242.1333 | 242.1333 | 242.1333 | 242.1333 | 242.1333 | 242.1333 | 242.1333 | 242.1333 | 242.1333 | 242.1333 | 242.1333 | 242.1333 | 242.1333 | 242.1333 | 242.1333
MISO Residential | 139.4667 | 139.4667 | 139.4667 | 139.4667 | 139.4667 | 139.4667 | 139.4667 | 139.4667 | 139.4667 | 139.4667 | 139.4667 | 139.4667 | 139.4667 | 139.4667 | 139.4667 | 139.4667 | 139.4667 | 139.4667 | 139.4667 | 139.4667
PJM Residential | 60.5333 | 60.5333 | 60.5333 | 60.5333 | 60.5333 | 60.5333 | 60.5333 | 60.5333 | 60.5333 | 60.5333 | 60.5333 | 60.5333 | 60.5333 | 60.5333 | 60.5333 | 60.5333 | 60.5333 | 60.5333 | 60.5333 | 60.5333
Total | 1000 | 1000 | 1000 | 1000 | 1000 | 1000 | 1000 | 1000 | 1000 | 1000 | 1000 | 1000 | 1000 | 1000 | 1000 | 1000 | 1000 | 1000 | 1000 | 1000
MISO | 1030 | 2080 | 2780 | 3480 | 4355 | 5230 | 5230 | 5230 | 5230 | 5230 | 5230 | 5230 | 5230 | 5230 | 5230 | 5230 | 5230 | 5230 | 5230 | 5230
ComEd | 430 | 880 | 1180 | 1480 | 1855 | 2230 | 2230 | 2230 | 2230 | 2230 | 2230 | 2230 | 2230 | 2230 | 2230 | 2230 | 2230 | 2230 | 2230 | 2230
10 hour | 40 | 40 | 40 | 40 | 40 | 40 | 40 | 40 | 40 | 40 | 40 | 40 | 40 | 40 | 40 | 40 | 40 | 40 | 40 | 40
Total | 1500 | 3000 | 4000 | 5000 | 6250 | 7500 | 7500 | 7500 | 7500 | 7500 | 7500 | 7500 | 7500 | 7500 | 7500 | 7500 | 7500 | 7500 | 7500 | 7500
[7 empty] | 0 | 0 | 0 | 0 | 0 | 0 | 0 | 0 | 0 | 0 | 0 | 0 | 0 | 0
Comm/Res % of 7,500 MW installed | 66.67% | 33.33% | 25% | 20% | 16% | 13.33% | 13.33% | 13.33% | 13.33% | 13.33% | 13.33% | 13.33% | 13.33% | 13.33% | 13.33% | 13.33% | 13.33% | 13.33% | 13.33% | 13.33%
MISO | 1030 | 1050 | 700 | 700 | 875 | 875 | 875 | 875 | 875 | 875 | 875 | 875 | 875 | 875 | 875 | 875 | 875 | 875 | 875 | 875
ComEd | 430 | 450 | 300 | 300 | 375 | 375 | 375 | 375 | 375 | 375 | 375 | 375 | 375 | 375 | 375 | 375 | 375 | 375 | 375 | 375

## BTM_Storage_Backup
BTM Battery Backup:
Total Costs ($2022) for Residential & Commercial | 2030 | 2031 | 2032 | 2033 | 2034 | 2035 | 2036 | 2037 | 2038 | 2039 | 2040 | 2041 | 2042 | 2043 | 2044 | 2045 | 2046 | 2047 | 2048 | 2049
Total OpEx | 63415713.7514 | 63415713.7514 | 63415713.7514 | 63415713.7514 | 63415713.7514 | 63415713.7514 | 63415713.7514 | 63415713.7514 | 63415713.7514 | 63415713.7514 | 63415713.7514 | 63415713.7514 | 63415713.7514 | 63415713.7514 | 63415713.7514 | 63415713.7514 | 63415713.7514 | 63415713.7514 | 63415713.7514 | 63415713.7514
Total CapEx | 134474793.4426 | 134474793.4426 | 134474793.4426 | 134474793.4426 | 134474793.4426 | 134474793.4426 | 134474793.4426 | 134474793.4426 | 134474793.4426 | 134474793.4426 | 134474793.4426 | 134474793.4426 | 134474793.4426 | 134474793.4426 | 134474793.4426 | 134474793.4426 | 134474793.4426 | 134474793.4426 | 134474793.4426 | 134474793.4426

## Batteries_Utility
| Calendar |  |  |  |  | 2030 | 2031 | 2032 | 2033 | 2034 | 2035 | 2036 | 2037 | 2038 | 2039 | 2040 | 2041 | 2042 | 2043 | 2044 | 2045 | 2046 | 2047 | 2048 | 2049 | 2050 | 2051 | 2052 | 2053 | 2054
| Year of Plant Operation |  |  |  |  | 1 | 2 | 3 | 4 | 5 | 6 | 7 | 8 | 9 | 10 | 11 | 12 | 13 | 14 | 15 | 16 | 17 | 18 | 19 | 20 | 21 | 22 | 23 | 24 | 25
Operating Expense Calculations
Annual Project MW
| 4-Hour MISO System_Size (MW) |  |  |  |  | 1030 | 2080 | 2780 | 3480 | 4355 | 5230 | 5230 | 5230 | 5230 | 5230 | 5230 | 5230 | 5230 | 5230 | 5230 | 5230 | 5230 | 5230 | 5230 | 5230 | 5230 | 5230 | 5230 | 5230 | 5230
| 4-Hour ComEd System_Size (MW) |  |  |  |  | 430 | 880 | 1180 | 1480 | 1855 | 2230 | 2230 | 2230 | 2230 | 2230 | 2230 | 2230 | 2230 | 2230 | 2230 | 2230 | 2230 | 2230 | 2230 | 2230 | 2230 | 2230 | 2230 | 2230 | 2230
| 10-Hour MISO System_Size (MW) |  |  |  |  | 20 | 20 | 20 | 20 | 20 | 20 | 20 | 20 | 20 | 20 | 20 | 20 | 20 | 20 | 20 | 20 | 20 | 20 | 20 | 20 | 20 | 20 | 20 | 20 | 20
| 10-Hour ComEd System_Size (MW) |  |  |  |  | 20 | 20 | 20 | 20 | 20 | 20 | 20 | 20 | 20 | 20 | 20 | 20 | 20 | 20 | 20 | 20 | 20 | 20 | 20 | 20 | 20 | 20 | 20 | 20 | 20
Fixed Operation and Maintenance Expenses ($/kW-yr)
| Annual Operating Expense ($2022/kW-yr) |  | Build Year
| Battery - 4 Hours_MISO | Utility-Scale Battery Storage - 4Hr | 2030 |  |  | 40.0055 | 40.0055 | 40.0055 | 40.0055 | 40.0055 | 40.0055 | 40.0055 | 40.0055 | 40.0055 | 40.0055 | 40.0055 | 40.0055 | 40.0055 | 40.0055 | 40.0055 | 40.0055 | 40.0055 | 40.0055 | 40.0055 | 40.0055 | 40.0055 | 40.0055 | 40.0055 | 40.0055 | 40.0055
| Battery - 4 Hours_PJM | Utility-Scale Battery Storage - 4Hr | 2030 |  |  | 40.3197 | 40.3197 | 40.3197 | 40.3197 | 40.3197 | 40.3197 | 40.3197 | 40.3197 | 40.3197 | 40.3197 | 40.3197 | 40.3197 | 40.3197 | 40.3197 | 40.3197 | 40.3197 | 40.3197 | 40.3197 | 40.3197 | 40.3197 | 40.3197 | 40.3197 | 40.3197 | 40.3197 | 40.3197
| Battery - 10 Hours_MISO | Utility-Scale Battery Storage - 10Hr | 2030 |  |  | 87.4338 | 87.4338 | 87.4338 | 87.4338 | 87.4338 | 87.4338 | 87.4338 | 87.4338 | 87.4338 | 87.4338 | 87.4338 | 87.4338 | 87.4338 | 87.4338 | 87.4338 | 87.4338 | 87.4338 | 87.4338 | 87.4338 | 87.4338 | 87.4338 | 87.4338 | 87.4338 | 87.4338 | 87.4338
| Battery - 10 Hours_PJM | Utility-Scale Battery Storage - 10Hr | 2030 |  |  | 88.1206 | 88.1206 | 88.1206 | 88.1206 | 88.1206 | 88.1206 | 88.1206 | 88.1206 | 88.1206 | 88.1206 | 88.1206 | 88.1206 | 88.1206 | 88.1206 | 88.1206 | 88.1206 | 88.1206 | 88.1206 | 88.1206 | 88.1206 | 88.1206 | 88.1206 | 88.1206 | 88.1206 | 88.1206
| Annual Operating Expense ($2022/kW-yr) |  | Build Year
| Battery - 4 Hours_MISO | Utility-Scale Battery Storage - 4Hr | 2031 |  |  |  | 39.7316 | 39.7316 | 39.7316 | 39.7316 | 39.7316 | 39.7316 | 39.7316 | 39.7316 | 39.7316 | 39.7316 | 39.7316 | 39.7316 | 39.7316 | 39.7316 | 39.7316 | 39.7316 | 39.7316 | 39.7316 | 39.7316 | 39.7316 | 39.7316 | 39.7316 | 39.7316 | 39.7316
| Battery - 4 Hours_PJM | Utility-Scale Battery Storage - 4Hr | 2031 |  |  |  | 40.0437 | 40.0437 | 40.0437 | 40.0437 | 40.0437 | 40.0437 | 40.0437 | 40.0437 | 40.0437 | 40.0437 | 40.0437 | 40.0437 | 40.0437 | 40.0437 | 40.0437 | 40.0437 | 40.0437 | 40.0437 | 40.0437 | 40.0437 | 40.0437 | 40.0437 | 40.0437 | 40.0437
| Battery - 10 Hours_MISO | Utility-Scale Battery Storage - 10Hr | 2031 |  |  |  | 86.8351 | 86.8351 | 86.8351 | 86.8351 | 86.8351 | 86.8351 | 86.8351 | 86.8351 | 86.8351 | 86.8351 | 86.8351 | 86.8351 | 86.8351 | 86.8351 | 86.8351 | 86.8351 | 86.8351 | 86.8351 | 86.8351 | 86.8351 | 86.8351 | 86.8351 | 86.8351 | 86.8351
| Battery - 10 Hours_PJM | Utility-Scale Battery Storage - 10Hr | 2031 |  |  |  | 87.5173 | 87.5173 | 87.5173 | 87.5173 | 87.5173 | 87.5173 | 87.5173 | 87.5173 | 87.5173 | 87.5173 | 87.5173 | 87.5173 | 87.5173 | 87.5173 | 87.5173 | 87.5173 | 87.5173 | 87.5173 | 87.5173 | 87.5173 | 87.5173 | 87.5173 | 87.5173 | 87.5173
| Annual Operating Expense ($2022/kW-yr) |  | Build Year
| Battery - 4 Hours_MISO | Utility-Scale Battery Storage - 4Hr | 2032 |  |  |  |  | 39.4577 | 39.4577 | 39.4577 | 39.4577 | 39.4577 | 39.4577 | 39.4577 | 39.4577 | 39.4577 | 39.4577 | 39.4577 | 39.4577 | 39.4577 | 39.4577 | 39.4577 | 39.4577 | 39.4577 | 39.4577 | 39.4577 | 39.4577 | 39.4577 | 39.4577 | 39.4577
| Battery - 4 Hours_PJM | Utility-Scale Battery Storage - 4Hr | 2032 |  |  |  |  | 39.7676 | 39.7676 | 39.7676 | 39.7676 | 39.7676 | 39.7676 | 39.7676 | 39.7676 | 39.7676 | 39.7676 | 39.7676 | 39.7676 | 39.7676 | 39.7676 | 39.7676 | 39.7676 | 39.7676 | 39.7676 | 39.7676 | 39.7676 | 39.7676 | 39.7676 | 39.7676
| Battery - 10 Hours_MISO | Utility-Scale Battery Storage - 10Hr | 2032 |  |  |  |  | 86.2365 | 86.2365 | 86.2365 | 86.2365 | 86.2365 | 86.2365 | 86.2365 | 86.2365 | 86.2365 | 86.2365 | 86.2365 | 86.2365 | 86.2365 | 86.2365 | 86.2365 | 86.2365 | 86.2365 | 86.2365 | 86.2365 | 86.2365 | 86.2365 | 86.2365 | 86.2365
| Battery - 10 Hours_PJM | Utility-Scale Battery Storage - 10Hr | 2032 |  |  |  |  | 86.9139 | 86.9139 | 86.9139 | 86.9139 | 86.9139 | 86.9139 | 86.9139 | 86.9139 | 86.9139 | 86.9139 | 86.9139 | 86.9139 | 86.9139 | 86.9139 | 86.9139 | 86.9139 | 86.9139 | 86.9139 | 86.9139 | 86.9139 | 86.9139 | 86.9139 | 86.9139
| Annual Operating Expense ($2022/kW-yr) |  | Build Year
| Battery - 4 Hours_MISO | Utility-Scale Battery Storage - 4Hr | 2033 | [5 empty] | 39.1837 | 39.1837 | 39.1837 | 39.1837 | 39.1837 | 39.1837 | 39.1837 | 39.1837 | 39.1837 | 39.1837 | 39.1837 | 39.1837 | 39.1837 | 39.1837 | 39.1837 | 39.1837 | 39.1837 | 39.1837 | 39.1837 | 39.1837 | 39.1837 | 39.1837
| Battery - 4 Hours_PJM | Utility-Scale Battery Storage - 4Hr | 2033 | [5 empty] | 39.4916 | 39.4916 | 39.4916 | 39.4916 | 39.4916 | 39.4916 | 39.4916 | 39.4916 | 39.4916 | 39.4916 | 39.4916 | 39.4916 | 39.4916 | 39.4916 | 39.4916 | 39.4916 | 39.4916 | 39.4916 | 39.4916 | 39.4916 | 39.4916 | 39.4916
| Battery - 10 Hours_MISO | Utility-Scale Battery Storage - 10Hr | 2033 | [5 empty] | 85.6379 | 85.6379 | 85.6379 | 85.6379 | 85.6379 | 85.6379 | 85.6379 | 85.6379 | 85.6379 | 85.6379 | 85.6379 | 85.6379 | 85.6379 | 85.6379 | 85.6379 | 85.6379 | 85.6379 | 85.6379 | 85.6379 | 85.6379 | 85.6379 | 85.6379
| Battery - 10 Hours_PJM | Utility-Scale Battery Storage - 10Hr | 2033 | [5 empty] | 86.3106 | 86.3106 | 86.3106 | 86.3106 | 86.3106 | 86.3106 | 86.3106 | 86.3106 | 86.3106 | 86.3106 | 86.3106 | 86.3106 | 86.3106 | 86.3106 | 86.3106 | 86.3106 | 86.3106 | 86.3106 | 86.3106 | 86.3106 | 86.3106 | 86.3106
| Annual Operating Expense ($2022/kW-yr) |  | Build Year
| Battery - 4 Hours_MISO | Utility-Scale Battery Storage - 4Hr | 2034 | [6 empty] | 38.9098 | 38.9098 | 38.9098 | 38.9098 | 38.9098 | 38.9098 | 38.9098 | 38.9098 | 38.9098 | 38.9098 | 38.9098 | 38.9098 | 38.9098 | 38.9098 | 38.9098 | 38.9098 | 38.9098 | 38.9098 | 38.9098 | 38.9098 | 38.9098
| Battery - 4 Hours_PJM | Utility-Scale Battery Storage - 4Hr | 2034 | [6 empty] | 39.2155 | 39.2155 | 39.2155 | 39.2155 | 39.2155 | 39.2155 | 39.2155 | 39.2155 | 39.2155 | 39.2155 | 39.2155 | 39.2155 | 39.2155 | 39.2155 | 39.2155 | 39.2155 | 39.2155 | 39.2155 | 39.2155 | 39.2155 | 39.2155
| Battery - 10 Hours_MISO | Utility-Scale Battery Storage - 10Hr | 2034 | [6 empty] | 85.0392 | 85.0392 | 85.0392 | 85.0392 | 85.0392 | 85.0392 | 85.0392 | 85.0392 | 85.0392 | 85.0392 | 85.0392 | 85.0392 | 85.0392 | 85.0392 | 85.0392 | 85.0392 | 85.0392 | 85.0392 | 85.0392 | 85.0392 | 85.0392
| Battery - 10 Hours_PJM | Utility-Scale Battery Storage - 10Hr | 2034 | [6 empty] | 85.7072 | 85.7072 | 85.7072 | 85.7072 | 85.7072 | 85.7072 | 85.7072 | 85.7072 | 85.7072 | 85.7072 | 85.7072 | 85.7072 | 85.7072 | 85.7072 | 85.7072 | 85.7072 | 85.7072 | 85.7072 | 85.7072 | 85.7072 | 85.7072
| Annual Operating Expense ($2022/kW-yr) |  | Build Year
| Battery - 4 Hours_MISO | Utility-Scale Battery Storage - 4Hr | 2035 | [7 empty] | 38.6359 | 38.6359 | 38.6359 | 38.6359 | 38.6359 | 38.6359 | 38.6359 | 38.6359 | 38.6359 | 38.6359 | 38.6359 | 38.6359 | 38.6359 | 38.6359 | 38.6359 | 38.6359 | 38.6359 | 38.6359 | 38.6359 | 38.6359
| Battery - 4 Hours_PJM | Utility-Scale Battery Storage - 4Hr | 2035 | [7 empty] | 38.9394 | 38.9394 | 38.9394 | 38.9394 | 38.9394 | 38.9394 | 38.9394 | 38.9394 | 38.9394 | 38.9394 | 38.9394 | 38.9394 | 38.9394 | 38.9394 | 38.9394 | 38.9394 | 38.9394 | 38.9394 | 38.9394 | 38.9394
| Battery - 10 Hours_MISO | Utility-Scale Battery Storage - 10Hr | 2035 | [7 empty] | 84.4406 | 84.4406 | 84.4406 | 84.4406 | 84.4406 | 84.4406 | 84.4406 | 84.4406 | 84.4406 | 84.4406 | 84.4406 | 84.4406 | 84.4406 | 84.4406 | 84.4406 | 84.4406 | 84.4406 | 84.4406 | 84.4406 | 84.4406
| Battery - 10 Hours_PJM | Utility-Scale Battery Storage - 10Hr | 2035 | [7 empty] | 85.1039 | 85.1039 | 85.1039 | 85.1039 | 85.1039 | 85.1039 | 85.1039 | 85.1039 | 85.1039 | 85.1039 | 85.1039 | 85.1039 | 85.1039 | 85.1039 | 85.1039 | 85.1039 | 85.1039 | 85.1039 | 85.1039 | 85.1039
| Annual MW |  | Build Year
| Battery - 4 Hours_MISO | Utility-Scale Battery Storage - 4Hr | 2030 |  |  | 1030 | 1030 | 1030 | 1030 | 1030 | 1030 | 1030 | 1030 | 1030 | 1030 | 1030 | 1030 | 1030 | 1030 | 1030 | 1030 | 1030 | 1030 | 1030 | 1030 | 1030 | 1030 | 1030 | 1030 | 1030
| Battery - 4 Hours_PJM | Utility-Scale Battery Storage - 4Hr | 2030 |  |  | 430 | 430 | 430 | 430 | 430 | 430 | 430 | 430 | 430 | 430 | 430 | 430 | 430 | 430 | 430 | 430 | 430 | 430 | 430 | 430 | 430 | 430 | 430 | 430 | 430
| Battery - 10 Hours_MISO | Utility-Scale Battery Storage - 10Hr | 2030 |  |  | 20 | 20 | 20 | 20 | 20 | 20 | 20 | 20 | 20 | 20 | 20 | 20 | 20 | 20 | 20 | 20 | 20 | 20 | 20 | 20 | 20 | 20 | 20 | 20 | 20
| Battery - 10 Hours_PJM | Utility-Scale Battery Storage - 10Hr | 2030 |  |  | 20 | 20 | 20 | 20 | 20 | 20 | 20 | 20 | 20 | 20 | 20 | 20 | 20 | 20 | 20 | 20 | 20 | 20 | 20 | 20 | 20 | 20 | 20 | 20 | 20
| Annual MW |  | Build Year
| Battery - 4 Hours_MISO | Utility-Scale Battery Storage - 4Hr | 2031 |  |  |  | 1050 | 1050 | 1050 | 1050 | 1050 | 1050 | 1050 | 1050 | 1050 | 1050 | 1050 | 1050 | 1050 | 1050 | 1050 | 1050 | 1050 | 1050 | 1050 | 1050 | 1050 | 1050 | 1050 | 1050
| Battery - 4 Hours_PJM | Utility-Scale Battery Storage - 4Hr | 2031 |  |  |  | 450 | 450 | 450 | 450 | 450 | 450 | 450 | 450 | 450 | 450 | 450 | 450 | 450 | 450 | 450 | 450 | 450 | 450 | 450 | 450 | 450 | 450 | 450 | 450
| Battery - 10 Hours_MISO | Utility-Scale Battery Storage - 10Hr | 2031 |  |  |  | 0 | 0 | 0 | 0 | 0 | 0 | 0 | 0 | 0 | 0 | 0 | 0 | 0 | 0 | 0 | 0 | 0 | 0 | 0 | 0 | 0 | 0 | 0 | 0
| Battery - 10 Hours_PJM | Utility-Scale Battery Storage - 10Hr | 2031 |  |  |  | 0 | 0 | 0 | 0 | 0 | 0 | 0 | 0 | 0 | 0 | 0 | 0 | 0 | 0 | 0 | 0 | 0 | 0 | 0 | 0 | 0 | 0 | 0 | 0
| Annual MW |  | Build Year
| Battery - 4 Hours_MISO | Utility-Scale Battery Storage - 4Hr | 2032 |  |  |  |  | 700 | 700 | 700 | 700 | 700 | 700 | 700 | 700 | 700 | 700 | 700 | 700 | 700 | 700 | 700 | 700 | 700 | 700 | 700 | 700 | 700 | 700 | 700
| Battery - 4 Hours_PJM | Utility-Scale Battery Storage - 4Hr | 2032 |  |  |  |  | 300 | 300 | 300 | 300 | 300 | 300 | 300 | 300 | 300 | 300 | 300 | 300 | 300 | 300 | 300 | 300 | 300 | 300 | 300 | 300 | 300 | 300 | 300
| Battery - 10 Hours_MISO | Utility-Scale Battery Storage - 10Hr | 2032 |  |  |  |  | 0 | 0 | 0 | 0 | 0 | 0 | 0 | 0 | 0 | 0 | 0 | 0 | 0 | 0 | 0 | 0 | 0 | 0 | 0 | 0 | 0 | 0 | 0
| Battery - 10 Hours_PJM | Utility-Scale Battery Storage - 10Hr | 2032 |  |  |  |  | 0 | 0 | 0 | 0 | 0 | 0 | 0 | 0 | 0 | 0 | 0 | 0 | 0 | 0 | 0 | 0 | 0 | 0 | 0 | 0 | 0 | 0 | 0
| Annual MW |  | Build Year
| Battery - 4 Hours_MISO | Utility-Scale Battery Storage - 4Hr | 2033 | [5 empty] | 700 | 700 | 700 | 700 | 700 | 700 | 700 | 700 | 700 | 700 | 700 | 700 | 700 | 700 | 700 | 700 | 700 | 700 | 700 | 700 | 700 | 700
| Battery - 4 Hours_PJM | Utility-Scale Battery Storage - 4Hr | 2033 | [5 empty] | 300 | 300 | 300 | 300 | 300 | 300 | 300 | 300 | 300 | 300 | 300 | 300 | 300 | 300 | 300 | 300 | 300 | 300 | 300 | 300 | 300 | 300
| Battery - 10 Hours_MISO | Utility-Scale Battery Storage - 10Hr | 2033 | [5 empty] | 0 | 0 | 0 | 0 | 0 | 0 | 0 | 0 | 0 | 0 | 0 | 0 | 0 | 0 | 0 | 0 | 0 | 0 | 0 | 0 | 0 | 0
| Battery - 10 Hours_PJM | Utility-Scale Battery Storage - 10Hr | 2033 | [5 empty] | 0 | 0 | 0 | 0 | 0 | 0 | 0 | 0 | 0 | 0 | 0 | 0 | 0 | 0 | 0 | 0 | 0 | 0 | 0 | 0 | 0 | 0
| Annual MW |  | Build Year
| Battery - 4 Hours_MISO | Utility-Scale Battery Storage - 4Hr | 2034 | [6 empty] | 875 | 875 | 875 | 875 | 875 | 875 | 875 | 875 | 875 | 875 | 875 | 875 | 875 | 875 | 875 | 875 | 875 | 875 | 875 | 875 | 875
| Battery - 4 Hours_PJM | Utility-Scale Battery Storage - 4Hr | 2034 | [6 empty] | 375 | 375 | 375 | 375 | 375 | 375 | 375 | 375 | 375 | 375 | 375 | 375 | 375 | 375 | 375 | 375 | 375 | 375 | 375 | 375 | 375
| Battery - 10 Hours_MISO | Utility-Scale Battery Storage - 10Hr | 2034 | [6 empty] | 0 | 0 | 0 | 0 | 0 | 0 | 0 | 0 | 0 | 0 | 0 | 0 | 0 | 0 | 0 | 0 | 0 | 0 | 0 | 0 | 0
| Battery - 10 Hours_PJM | Utility-Scale Battery Storage - 10Hr | 2034 | [6 empty] | 0 | 0 | 0 | 0 | 0 | 0 | 0 | 0 | 0 | 0 | 0 | 0 | 0 | 0 | 0 | 0 | 0 | 0 | 0 | 0 | 0
| Annual MW |  | Build Year
| Battery - 4 Hours_MISO | Utility-Scale Battery Storage - 4Hr | 2035 | [7 empty] | 875 | 875 | 875 | 875 | 875 | 875 | 875 | 875 | 875 | 875 | 875 | 875 | 875 | 875 | 875 | 875 | 875 | 875 | 875 | 875
| Battery - 4 Hours_PJM | Utility-Scale Battery Storage - 4Hr | 2035 | [7 empty] | 375 | 375 | 375 | 375 | 375 | 375 | 375 | 375 | 375 | 375 | 375 | 375 | 375 | 375 | 375 | 375 | 375 | 375 | 375 | 375
| Battery - 10 Hours_MISO | Utility-Scale Battery Storage - 10Hr | 2035 | [7 empty] | 0 | 0 | 0 | 0 | 0 | 0 | 0 | 0 | 0 | 0 | 0 | 0 | 0 | 0 | 0 | 0 | 0 | 0 | 0 | 0
| Battery - 10 Hours_PJM | Utility-Scale Battery Storage - 10Hr | 2035 | [7 empty] | 0 | 0 | 0 | 0 | 0 | 0 | 0 | 0 | 0 | 0 | 0 | 0 | 0 | 0 | 0 | 0 | 0 | 0 | 0 | 0
Total Annual Operating Expense ($2022)
| Battery - 4 Hours_MISO |  |  |  |  | 41205636.7053 | 82923778.6511 | 110544137.1414 | 137972759.4916 | 172018867.2542 | 205825304.8416 | 205825304.8416 | 205825304.8416 | 205825304.8416 | 205825304.8416 | 205825304.8416 | 205825304.8416 | 205825304.8416 | 205825304.8416 | 205825304.8416 | 205825304.8416 | 205825304.8416 | 205825304.8416 | 205825304.8416 | 205825304.8416 | 205825304.8416 | 205825304.8416 | 205825304.8416 | 205825304.8416 | 205825304.8416
| Battery - 4 Hours_PJM |  |  |  |  | 17337485.5772 | 35357138.6295 | 47287422.5291 | 59134888.2934 | 73840697.8298 | 88442984.697 | 88442984.697 | 88442984.697 | 88442984.697 | 88442984.697 | 88442984.697 | 88442984.697 | 88442984.697 | 88442984.697 | 88442984.697 | 88442984.697 | 88442984.697 | 88442984.697 | 88442984.697 | 88442984.697 | 88442984.697 | 88442984.697 | 88442984.697 | 88442984.697 | 88442984.697
| Battery - 10 Hours_MISO |  |  |  |  | 1748675.5991 | 1748675.5991 | 1748675.5991 | 1748675.5991 | 1748675.5991 | 1748675.5991 | 1748675.5991 | 1748675.5991 | 1748675.5991 | 1748675.5991 | 1748675.5991 | 1748675.5991 | 1748675.5991 | 1748675.5991 | 1748675.5991 | 1748675.5991 | 1748675.5991 | 1748675.5991 | 1748675.5991 | 1748675.5991 | 1748675.5991 | 1748675.5991 | 1748675.5991 | 1748675.5991 | 1748675.5991
| Battery - 10 Hours_PJM |  |  |  |  | 1762412.2495 | 1762412.2495 | 1762412.2495 | 1762412.2495 | 1762412.2495 | 1762412.2495 | 1762412.2495 | 1762412.2495 | 1762412.2495 | 1762412.2495 | 1762412.2495 | 1762412.2495 | 1762412.2495 | 1762412.2495 | 1762412.2495 | 1762412.2495 | 1762412.2495 | 1762412.2495 | 1762412.2495 | 1762412.2495 | 1762412.2495 | 1762412.2495 | 1762412.2495 | 1762412.2495 | 1762412.2495
Capital Expense
Incremental MW
| Battery - 4 Hours_MISO |  |  |  |  | 1030 | 1050 | 700 | 700 | 875 | 875 | 0 | 0 | 0 | 0 | 0 | 0 | 0 | 0 | 0 | 0 | 0 | 0 | 0 | 0 | 0 | 0 | 0 | 0 | 0
| Battery - 4 Hours_PJM |  |  |  |  | 430 | 450 | 300 | 300 | 375 | 375 | 0 | 0 | 0 | 0 | 0 | 0 | 0 | 0 | 0 | 0 | 0 | 0 | 0 | 0 | 0 | 0 | 0 | 0 | 0
| Battery - 10 Hours_MISO |  |  |  |  | 20 | 0 | 0 | 0 | 0 | 0 | 0 | 0 | 0 | 0 | 0 | 0 | 0 | 0 | 0 | 0 | 0 | 0 | 0 | 0 | 0 | 0 | 0 | 0 | 0
| Battery - 10 Hours_PJM |  |  |  |  | 20 | 0 | 0 | 0 | 0 | 0 | 0 | 0 | 0 | 0 | 0 | 0 | 0 | 0 | 0 | 0 | 0 | 0 | 0 | 0 | 0 | 0 | 0 | 0 | 0
Overnight Capital Cost ($/kW)
| CapEx ($2022/kW) | Conservative | Location Scale (%)
| Battery - 4 Hours_MISO | Utility-Scale Battery Storage - 4Hr | 100.2% |  |  | 2030 1: 1600.2189; 2031 2: 1589.2626; 2032 3: 1578.3062; 2033 4: 1567.3498; 2034 5: 1556.3935; 2035 6: 1545.4371
| Battery - 4 Hours_PJM | Utility-Scale Battery Storage - 4Hr | 101% |  |  | 2030 1: 1612.7894; 2031 2: 1601.7469; 2032 3: 1590.7045; 2033 4: 1579.6621; 2034 5: 1568.6197; 2035 6: 1557.5773
| Battery - 10 Hours_MISO | Utility-Scale Battery Storage - 10Hr | 100.2% |  |  | 2030 1: 3497.3512; 2031 2: 3473.4056; 2032 3: 3449.46; 2033 4: 3425.5144; 2034 5: 3401.5688; 2035 6: 3377.6232
| Battery - 10 Hours_PJM | Utility-Scale Battery Storage - 10Hr | 101% |  |  | 2030 1: 3524.8245; 2031 2: 3500.6908; 2032 3: 3476.5571; 2033 4: 3452.4234; 2034 5: 3428.2897; 2035 6: 3404.156
CapEx ($2022)
| Each row represents the CapEx for one vintage, spread over the available periods | MW | CapEx Costs ($2022/kW) | CCR (%) | CapEx ($2022)
1 | Battery - 4 Hours_MISO | 1030 | 1600.2189 | 7.479% | 123270181.2357 | 123270181.2357 | 123270181.2357 | 123270181.2357 | 123270181.2357 | 123270181.2357 | 123270181.2357 | 123270181.2357 | 123270181.2357 | 123270181.2357 | 123270181.2357 | 123270181.2357 | 123270181.2357 | 123270181.2357 | 123270181.2357 | 123270181.2357 | 123270181.2357 | 123270181.2357 | 123270181.2357 | 123270181.2357 | 123270181.2357
2 | Battery - 4 Hours_MISO | 1050 | 1589.2626 | 7.479% | 124803384.4312 |  | 124803384.4312 | 124803384.4312 | 124803384.4312 | 124803384.4312 | 124803384.4312 | 124803384.4312 | 124803384.4312 | 124803384.4312 | 124803384.4312 | 124803384.4312 | 124803384.4312 | 124803384.4312 | 124803384.4312 | 124803384.4312 | 124803384.4312 | 124803384.4312 | 124803384.4312 | 124803384.4312 | 124803384.4312
3 | Battery - 4 Hours_MISO | 700 | 1578.3062 | 7.479% | 82628661.2496 |  |  | 82628661.2496 | 82628661.2496 | 82628661.2496 | 82628661.2496 | 82628661.2496 | 82628661.2496 | 82628661.2496 | 82628661.2496 | 82628661.2496 | 82628661.2496 | 82628661.2496 | 82628661.2496 | 82628661.2496 | 82628661.2496 | 82628661.2496 | 82628661.2496 | 82628661.2496 | 82628661.2496
4 | Battery - 4 Hours_MISO | 700 | 1567.3498 | 7.479% | 82055066.2118 |  |  |  | 82055066.2118 | 82055066.2118 | 82055066.2118 | 82055066.2118 | 82055066.2118 | 82055066.2118 | 82055066.2118 | 82055066.2118 | 82055066.2118 | 82055066.2118 | 82055066.2118 | 82055066.2118 | 82055066.2118 | 82055066.2118 | 82055066.2118 | 82055066.2118 | 82055066.2118
5 | Battery - 4 Hours_MISO | 875 | 1556.3935 | 7.479% | 101851838.9675 |  |  |  |  | 101851838.9675 | 101851838.9675 | 101851838.9675 | 101851838.9675 | 101851838.9675 | 101851838.9675 | 101851838.9675 | 101851838.9675 | 101851838.9675 | 101851838.9675 | 101851838.9675 | 101851838.9675 | 101851838.9675 | 101851838.9675 | 101851838.9675 | 101851838.9675
6 | Battery - 4 Hours_MISO | 875 | 1545.4371 | 7.479% | 101134845.1702 | [5 empty] | 101134845.1702 | 101134845.1702 | 101134845.1702 | 101134845.1702 | 101134845.1702 | 101134845.1702 | 101134845.1702 | 101134845.1702 | 101134845.1702 | 101134845.1702 | 101134845.1702 | 101134845.1702 | 101134845.1702 | 101134845.1702 | 101134845.1702
1 | Battery - 4 Hours_PJM | 430 | 1612.7894 | 7.479% | 51866568.7551 | 51866568.7551 | 51866568.7551 | 51866568.7551 | 51866568.7551 | 51866568.7551 | 51866568.7551 | 51866568.7551 | 51866568.7551 | 51866568.7551 | 51866568.7551 | 51866568.7551 | 51866568.7551 | 51866568.7551 | 51866568.7551 | 51866568.7551 | 51866568.7551 | 51866568.7551 | 51866568.7551 | 51866568.7551 | 51866568.7551
2 | Battery - 4 Hours_PJM | 450 | 1601.7469 | 7.479% | 53907331.0151 |  | 53907331.0151 | 53907331.0151 | 53907331.0151 | 53907331.0151 | 53907331.0151 | 53907331.0151 | 53907331.0151 | 53907331.0151 | 53907331.0151 | 53907331.0151 | 53907331.0151 | 53907331.0151 | 53907331.0151 | 53907331.0151 | 53907331.0151 | 53907331.0151 | 53907331.0151 | 53907331.0151 | 53907331.0151
3 | Battery - 4 Hours_PJM | 300 | 1590.7045 | 7.479% | 35690463.1523 |  |  | 35690463.1523 | 35690463.1523 | 35690463.1523 | 35690463.1523 | 35690463.1523 | 35690463.1523 | 35690463.1523 | 35690463.1523 | 35690463.1523 | 35690463.1523 | 35690463.1523 | 35690463.1523 | 35690463.1523 | 35690463.1523 | 35690463.1523 | 35690463.1523 | 35690463.1523 | 35690463.1523
4 | Battery - 4 Hours_PJM | 300 | 1579.6621 | 7.479% | 35442705.6278 |  |  |  | 35442705.6278 | 35442705.6278 | 35442705.6278 | 35442705.6278 | 35442705.6278 | 35442705.6278 | 35442705.6278 | 35442705.6278 | 35442705.6278 | 35442705.6278 | 35442705.6278 | 35442705.6278 | 35442705.6278 | 35442705.6278 | 35442705.6278 | 35442705.6278 | 35442705.6278
5 | Battery - 4 Hours_PJM | 375 | 1568.6197 | 7.479% | 43993685.1292 |  |  |  |  | 43993685.1292 | 43993685.1292 | 43993685.1292 | 43993685.1292 | 43993685.1292 | 43993685.1292 | 43993685.1292 | 43993685.1292 | 43993685.1292 | 43993685.1292 | 43993685.1292 | 43993685.1292 | 43993685.1292 | 43993685.1292 | 43993685.1292 | 43993685.1292
6 | Battery - 4 Hours_PJM | 375 | 1557.5773 | 7.479% | 43683988.2236 | [5 empty] | 43683988.2236 | 43683988.2236 | 43683988.2236 | 43683988.2236 | 43683988.2236 | 43683988.2236 | 43683988.2236 | 43683988.2236 | 43683988.2236 | 43683988.2236 | 43683988.2236 | 43683988.2236 | 43683988.2236 | 43683988.2236 | 43683988.2236
| Battery - 10 Hours_MISO | 20 | 3497.3512 | 7.479% | 5231312.3946 | 5231312.3946 | 5231312.3946 | 5231312.3946 | 5231312.3946 | 5231312.3946 | 5231312.3946 | 5231312.3946 | 5231312.3946 | 5231312.3946 | 5231312.3946 | 5231312.3946 | 5231312.3946 | 5231312.3946 | 5231312.3946 | 5231312.3946 | 5231312.3946 | 5231312.3946 | 5231312.3946 | 5231312.3946 | 5231312.3946
| Battery - 10 Hours_PJM | 20 | 3524.8245 | 7.479% | 5272406.7575 | 5272406.7575 | 5272406.7575 | 5272406.7575 | 5272406.7575 | 5272406.7575 | 5272406.7575 | 5272406.7575 | 5272406.7575 | 5272406.7575 | 5272406.7575 | 5272406.7575 | 5272406.7575 | 5272406.7575 | 5272406.7575 | 5272406.7575 | 5272406.7575 | 5272406.7575 | 5272406.7575 | 5272406.7575 | 5272406.7575
For use in the Benefits model:
| Total Costs ($2022) |  |  |  |  | 2030 | 2031 | 2032 | 2033 | 2034 | 2035 | 2036 | 2037 | 2038 | 2039 | 2040 | 2041 | 2042 | 2043 | 2044 | 2045 | 2046 | 2047 | 2048 | 2049
| Total OpEx |  |  |  |  | 62054210.1312 | 121792005.1292 | 161342647.5192 | 200618735.6337 | 249370652.9326 | 297779377.3873 | 297779377.3873 | 297779377.3873 | 297779377.3873 | 297779377.3873 | 297779377.3873 | 297779377.3873 | 297779377.3873 | 297779377.3873 | 297779377.3873 | 297779377.3873 | 297779377.3873 | 297779377.3873 | 297779377.3873 | 297779377.3873
| Total CapEx |  |  |  |  | 185640469.143 | 364351184.5892 | 482670308.9911 | 600168080.8307 | 746013604.9274 | 890832438.3212 | 890832438.3212 | 890832438.3212 | 890832438.3212 | 890832438.3212 | 890832438.3212 | 890832438.3212 | 890832438.3212 | 890832438.3212 | 890832438.3212 | 890832438.3212 | 890832438.3212 | 890832438.3212 | 890832438.3212 | 890832438.3212
|  | MW | Ratio

## Batteries_Comm_Resi
| Calendar |  |  |  |  | 2030 | 2031 | 2032 | 2033 | 2034 | 2035 | 2036 | 2037 | 2038 | 2039 | 2040 | 2041 | 2042 | 2043 | 2044 | 2045 | 2046 | 2047 | 2048 | 2049 | 2050 | 2051 | 2052 | 2053 | 2054
| Year of Plant Operation |  |  |  |  | 1 | 2 | 3 | 4 | 5 | 6 | 7 | 8 | 9 | 10 | 11 | 12 | 13 | 14 | 15 | 16 | 17 | 18 | 19 | 20 | 21 | 22 | 23 | 24 | 25
Operating Expense Calculations
Annual Project MW
| Battery - Com 4 Hours_MISO |  |  |  |  | 557.8667 | 557.8667 | 557.8667 | 557.8667 | 557.8667 | 557.8667 | 557.8667 | 557.8667 | 557.8667 | 557.8667 | 557.8667 | 557.8667 | 557.8667 | 557.8667 | 557.8667 | 557.8667 | 557.8667 | 557.8667 | 557.8667 | 557.8667 | 557.8667 | 557.8667 | 557.8667 | 557.8667 | 557.8667
| Battery - Com 4 Hours_PJM |  |  |  |  | 242.1333 | 242.1333 | 242.1333 | 242.1333 | 242.1333 | 242.1333 | 242.1333 | 242.1333 | 242.1333 | 242.1333 | 242.1333 | 242.1333 | 242.1333 | 242.1333 | 242.1333 | 242.1333 | 242.1333 | 242.1333 | 242.1333 | 242.1333 | 242.1333 | 242.1333 | 242.1333 | 242.1333 | 242.1333
| Battery - Res 4 Hours_MISO |  |  |  |  | 139.4667 | 139.4667 | 139.4667 | 139.4667 | 139.4667 | 139.4667 | 139.4667 | 139.4667 | 139.4667 | 139.4667 | 139.4667 | 139.4667 | 139.4667 | 139.4667 | 139.4667 | 139.4667 | 139.4667 | 139.4667 | 139.4667 | 139.4667 | 139.4667 | 139.4667 | 139.4667 | 139.4667 | 139.4667
| Battery - Res 4 Hours_PJM |  |  |  |  | 60.5333 | 60.5333 | 60.5333 | 60.5333 | 60.5333 | 60.5333 | 60.5333 | 60.5333 | 60.5333 | 60.5333 | 60.5333 | 60.5333 | 60.5333 | 60.5333 | 60.5333 | 60.5333 | 60.5333 | 60.5333 | 60.5333 | 60.5333 | 60.5333 | 60.5333 | 60.5333 | 60.5333 | 60.5333
Fixed Operation and Maintenance Expenses ($/kW-yr)
| Annual Operating Expense ($2022/kW-yr) | Conservative | Build Year
| Battery - Com 4 Hours_MISO | Commercial Battery Storage 4Hr | 2030 |  |  | 53.2719 | 53.2719 | 53.2719 | 53.2719 | 53.2719 | 53.2719 | 53.2719 | 53.2719 | 53.2719 | 53.2719 | 53.2719 | 53.2719 | 53.2719 | 53.2719 | 53.2719 | 53.2719 | 53.2719 | 53.2719 | 53.2719 | 53.2719 | 53.2719 | 53.2719 | 53.2719 | 53.2719 | 53.2719
| Battery - Com 4 Hours_PJM | Commercial Battery Storage 4Hr | 2030 |  |  | 53.6903 | 53.6903 | 53.6903 | 53.6903 | 53.6903 | 53.6903 | 53.6903 | 53.6903 | 53.6903 | 53.6903 | 53.6903 | 53.6903 | 53.6903 | 53.6903 | 53.6903 | 53.6903 | 53.6903 | 53.6903 | 53.6903 | 53.6903 | 53.6903 | 53.6903 | 53.6903 | 53.6903 | 53.6903
| Battery - Res 4 Hours_MISO | Residential Battery Storage - 5 kW - 20 kWh | 2030 |  |  | 103.239 | 103.239 | 103.239 | 103.239 | 103.239 | 103.239 | 103.239 | 103.239 | 103.239 | 103.239 | 103.239 | 103.239 | 103.239 | 103.239 | 103.239 | 103.239 | 103.239 | 103.239 | 103.239 | 103.239 | 103.239 | 103.239 | 103.239 | 103.239 | 103.239
| Battery - Res 4 Hours_PJM | Residential Battery Storage - 5 kW - 20 kWh | 2030 |  |  | 104.05 | 104.05 | 104.05 | 104.05 | 104.05 | 104.05 | 104.05 | 104.05 | 104.05 | 104.05 | 104.05 | 104.05 | 104.05 | 104.05 | 104.05 | 104.05 | 104.05 | 104.05 | 104.05 | 104.05 | 104.05 | 104.05 | 104.05 | 104.05 | 104.05
| Annual Operating Expense ($2022/kW-yr) |  | Build Year
| Battery - Com 4 Hours_MISO | Commercial Battery Storage 4Hr | 2031
| Battery - Com 4 Hours_PJM | Commercial Battery Storage 4Hr | 2031
| Battery - Res 4 Hours_MISO | Residential Battery Storage - 5 kW - 20 kWh | 2031
| Battery - Res 4 Hours_PJM | Residential Battery Storage - 5 kW - 20 kWh | 2031
| Annual Operating Expense ($2022/kW-yr) |  | Build Year
| Battery - Com 4 Hours_MISO | Commercial Battery Storage 4Hr | 2032
| Battery - Com 4 Hours_PJM | Commercial Battery Storage 4Hr | 2032
| Battery - Res 4 Hours_MISO | Residential Battery Storage - 5 kW - 20 kWh | 2032
| Battery - Res 4 Hours_PJM | Residential Battery Storage - 5 kW - 20 kWh | 2032
| Annual Operating Expense ($2022/kW-yr) |  | Build Year
| Battery - Com 4 Hours_MISO | Commercial Battery Storage 4Hr | 2033
| Battery - Com 4 Hours_PJM | Commercial Battery Storage 4Hr | 2033
| Battery - Res 4 Hours_MISO | Residential Battery Storage - 5 kW - 20 kWh | 2033
| Battery - Res 4 Hours_PJM | Residential Battery Storage - 5 kW - 20 kWh | 2033
| Annual Operating Expense ($2022/kW-yr) |  | Build Year
| Battery - Com 4 Hours_MISO | Commercial Battery Storage 4Hr | 2034
| Battery - Com 4 Hours_PJM | Commercial Battery Storage 4Hr | 2034
| Battery - Res 4 Hours_MISO | Residential Battery Storage - 5 kW - 20 kWh | 2034
| Battery - Res 4 Hours_PJM | Residential Battery Storage - 5 kW - 20 kWh | 2034
| Annual Operating Expense ($2022/kW-yr) |  | Build Year
| Battery - Com 4 Hours_MISO | Commercial Battery Storage 4Hr | 2035
| Battery - Com 4 Hours_PJM | Commercial Battery Storage 4Hr | 2035
| Battery - Res 4 Hours_MISO | Residential Battery Storage - 5 kW - 20 kWh | 2035
| Battery - Res 4 Hours_PJM | Residential Battery Storage - 5 kW - 20 kWh | 2035
| Annual MW |  | Build Year
| Battery - Com 4 Hours_MISO | Commercial Battery Storage 4Hr | 2030 |  |  | 557.8667 | 557.8667 | 557.8667 | 557.8667 | 557.8667 | 557.8667 | 557.8667 | 557.8667 | 557.8667 | 557.8667 | 557.8667 | 557.8667 | 557.8667 | 557.8667 | 557.8667 | 557.8667 | 557.8667 | 557.8667 | 557.8667 | 557.8667 | 557.8667 | 557.8667 | 557.8667 | 557.8667 | 557.8667
| Battery - Com 4 Hours_PJM | Commercial Battery Storage 4Hr | 2030 |  |  | 242.1333 | 242.1333 | 242.1333 | 242.1333 | 242.1333 | 242.1333 | 242.1333 | 242.1333 | 242.1333 | 242.1333 | 242.1333 | 242.1333 | 242.1333 | 242.1333 | 242.1333 | 242.1333 | 242.1333 | 242.1333 | 242.1333 | 242.1333 | 242.1333 | 242.1333 | 242.1333 | 242.1333 | 242.1333
| Battery - Res 4 Hours_MISO | Residential Battery Storage - 5 kW - 20 kWh | 2030 |  |  | 139.4667 | 139.4667 | 139.4667 | 139.4667 | 139.4667 | 139.4667 | 139.4667 | 139.4667 | 139.4667 | 139.4667 | 139.4667 | 139.4667 | 139.4667 | 139.4667 | 139.4667 | 139.4667 | 139.4667 | 139.4667 | 139.4667 | 139.4667 | 139.4667 | 139.4667 | 139.4667 | 139.4667 | 139.4667
| Battery - Res 4 Hours_PJM | Residential Battery Storage - 5 kW - 20 kWh | 2030 |  |  | 60.5333 | 60.5333 | 60.5333 | 60.5333 | 60.5333 | 60.5333 | 60.5333 | 60.5333 | 60.5333 | 60.5333 | 60.5333 | 60.5333 | 60.5333 | 60.5333 | 60.5333 | 60.5333 | 60.5333 | 60.5333 | 60.5333 | 60.5333 | 60.5333 | 60.5333 | 60.5333 | 60.5333 | 60.5333
| Annual MW |  | Build Year
| Battery - Com 4 Hours_MISO | Commercial Battery Storage 4Hr | 2031
| Battery - Com 4 Hours_PJM | Commercial Battery Storage 4Hr | 2031
| Battery - Res 4 Hours_MISO | Residential Battery Storage - 5 kW - 20 kWh | 2031
| Battery - Res 4 Hours_PJM | Residential Battery Storage - 5 kW - 20 kWh | 2031
| Annual MW |  | Build Year
| Battery - Com 4 Hours_MISO | Commercial Battery Storage 4Hr | 2032
| Battery - Com 4 Hours_PJM | Commercial Battery Storage 4Hr | 2032
| Battery - Res 4 Hours_MISO | Residential Battery Storage - 5 kW - 20 kWh | 2032
| Battery - Res 4 Hours_PJM | Residential Battery Storage - 5 kW - 20 kWh | 2032
| Annual MW |  | Build Year
| Battery - Com 4 Hours_MISO | Commercial Battery Storage 4Hr | 2033
| Battery - Com 4 Hours_PJM | Commercial Battery Storage 4Hr | 2033
| Battery - Res 4 Hours_MISO | Residential Battery Storage - 5 kW - 20 kWh | 2033
| Battery - Res 4 Hours_PJM | Residential Battery Storage - 5 kW - 20 kWh | 2033
| Annual MW |  | Build Year
| Battery - Com 4 Hours_MISO | Commercial Battery Storage 4Hr | 2034
| Battery - Com 4 Hours_PJM | Commercial Battery Storage 4Hr | 2034
| Battery - Res 4 Hours_MISO | Residential Battery Storage - 5 kW - 20 kWh | 2034
| Battery - Res 4 Hours_PJM | Residential Battery Storage - 5 kW - 20 kWh | 2034
| Annual MW |  | Build Year
| Battery - Com 4 Hours_MISO | Commercial Battery Storage 4Hr | 2035
| Battery - Com 4 Hours_PJM | Commercial Battery Storage 4Hr | 2035
| Battery - Res 4 Hours_MISO | Residential Battery Storage - 5 kW - 20 kWh | 2035
| Battery - Res 4 Hours_PJM | Residential Battery Storage - 5 kW - 20 kWh | 2035
Total Annual Operating Expense ($2022)
| Battery - Com 4 Hours_MISO | Commercial Battery Storage 4Hr |  |  |  | 29718602.3603 | 29718602.3603 | 29718602.3603 | 29718602.3603 | 29718602.3603 | 29718602.3603 | 29718602.3603 | 29718602.3603 | 29718602.3603 | 29718602.3603 | 29718602.3603 | 29718602.3603 | 29718602.3603 | 29718602.3603 | 29718602.3603 | 29718602.3603 | 29718602.3603 | 29718602.3603 | 29718602.3603 | 29718602.3603 | 29718602.3603 | 29718602.3603 | 29718602.3603 | 29718602.3603 | 29718602.3603
| Battery - Com 4 Hours_PJM | Commercial Battery Storage 4Hr |  |  |  | 13000223.002 | 13000223.002 | 13000223.002 | 13000223.002 | 13000223.002 | 13000223.002 | 13000223.002 | 13000223.002 | 13000223.002 | 13000223.002 | 13000223.002 | 13000223.002 | 13000223.002 | 13000223.002 | 13000223.002 | 13000223.002 | 13000223.002 | 13000223.002 | 13000223.002 | 13000223.002 | 13000223.002 | 13000223.002 | 13000223.002 | 13000223.002 | 13000223.002
| Battery - Res 4 Hours_MISO | Residential Battery Storage - 5 kW - 20 kWh |  |  |  | 14398396.747 | 14398396.747 | 14398396.747 | 14398396.747 | 14398396.747 | 14398396.747 | 14398396.747 | 14398396.747 | 14398396.747 | 14398396.747 | 14398396.747 | 14398396.747 | 14398396.747 | 14398396.747 | 14398396.747 | 14398396.747 | 14398396.747 | 14398396.747 | 14398396.747 | 14398396.747 | 14398396.747 | 14398396.747 | 14398396.747 | 14398396.747 | 14398396.747
| Battery - Res 4 Hours_PJM | Residential Battery Storage - 5 kW - 20 kWh |  |  |  | 6298491.6421 | 6298491.6421 | 6298491.6421 | 6298491.6421 | 6298491.6421 | 6298491.6421 | 6298491.6421 | 6298491.6421 | 6298491.6421 | 6298491.6421 | 6298491.6421 | 6298491.6421 | 6298491.6421 | 6298491.6421 | 6298491.6421 | 6298491.6421 | 6298491.6421 | 6298491.6421 | 6298491.6421 | 6298491.6421 | 6298491.6421 | 6298491.6421 | 6298491.6421 | 6298491.6421 | 6298491.6421
Capital Expense
Incremental MW
| Battery - Com 4 Hours_MISO | Commercial Battery Storage 4Hr |  |  |  | 2030 1: 557.8667
| Battery - Com 4 Hours_PJM | Commercial Battery Storage 4Hr |  |  |  | 2030 1: 242.1333
| Battery - Res 4 Hours_MISO | Residential Battery Storage - 5 kW - 20 kWh |  |  |  | 2030 1: 139.4667
| Battery - Res 4 Hours_PJM | Residential Battery Storage - 5 kW - 20 kWh |  |  |  | 2030 1: 60.5333
Overnight Capital Cost ($/kW)
| CapEx ($2022/kW) | Conservative | Location Scale (%)
| Battery - Com 4 Hours_MISO | Commercial Battery Storage 4Hr | 100.2% |  |  | 2030 1: 2130.8749
| Battery - Com 4 Hours_PJM | Commercial Battery Storage 4Hr | 101% |  |  | 2030 1: 2147.6139
| Battery - Res 4 Hours_MISO | Residential Battery Storage - 5 kW - 20 kWh | 100.2% |  |  | 2030 1: 4129.5593
| Battery - Res 4 Hours_PJM | Residential Battery Storage - 5 kW - 20 kWh | 101% |  |  | 2030 1: 4161.9989
CapEx ($2022)
| Each row represents the CapEx for one vintage, spread over the available periods | MW | CapEx Costs ($2022/kW) | CCR (%) | CapEx ($2022)
1 | Battery - Com 4 Hours_MISO | 557.8667 | 2130.8749 | 5.301% | 63019126.923 | 63019126.923 | 63019126.923 | 63019126.923 | 63019126.923 | 63019126.923 | 63019126.923 | 63019126.923 | 63019126.923 | 63019126.923 | 63019126.923 | 63019126.923 | 63019126.923 | 63019126.923 | 63019126.923 | 63019126.923 | 63019126.923 | 63019126.923 | 63019126.923 | 63019126.923 | 63019126.923
2 | Battery - Com 4 Hours_MISO | 0 | 0 | 5.301% | 0 |  | 0 | 0 | 0 | 0 | 0 | 0 | 0 | 0 | 0 | 0 | 0 | 0 | 0 | 0 | 0 | 0 | 0 | 0 | 0
3 | Battery - Com 4 Hours_MISO | 0 | 0 | 5.301% | 0 |  |  | 0 | 0 | 0 | 0 | 0 | 0 | 0 | 0 | 0 | 0 | 0 | 0 | 0 | 0 | 0 | 0 | 0 | 0
4 | Battery - Com 4 Hours_MISO | 0 | 0 | 5.301% | 0 |  |  |  | 0 | 0 | 0 | 0 | 0 | 0 | 0 | 0 | 0 | 0 | 0 | 0 | 0 | 0 | 0 | 0 | 0
5 | Battery - Com 4 Hours_MISO | 0 | 0 | 5.301% | 0 |  |  |  |  | 0 | 0 | 0 | 0 | 0 | 0 | 0 | 0 | 0 | 0 | 0 | 0 | 0 | 0 | 0 | 0
6 | Battery - Com 4 Hours_MISO | 0 | 0 | 5.301% | 0 | [5 empty] | 0 | 0 | 0 | 0 | 0 | 0 | 0 | 0 | 0 | 0 | 0 | 0 | 0 | 0 | 0
1 | Battery - Com 4 Hours_PJM | 242.1333 | 2147.6139 | 5.301% | 27567336.2244 | 27567336.2244 | 27567336.2244 | 27567336.2244 | 27567336.2244 | 27567336.2244 | 27567336.2244 | 27567336.2244 | 27567336.2244 | 27567336.2244 | 27567336.2244 | 27567336.2244 | 27567336.2244 | 27567336.2244 | 27567336.2244 | 27567336.2244 | 27567336.2244 | 27567336.2244 | 27567336.2244 | 27567336.2244 | 27567336.2244
2 | Battery - Com 4 Hours_PJM | 0 | 0 | 5.301% | 0 |  | 0 | 0 | 0 | 0 | 0 | 0 | 0 | 0 | 0 | 0 | 0 | 0 | 0 | 0 | 0 | 0 | 0 | 0 | 0
3 | Battery - Com 4 Hours_PJM | 0 | 0 | 5.301% | 0 |  |  | 0 | 0 | 0 | 0 | 0 | 0 | 0 | 0 | 0 | 0 | 0 | 0 | 0 | 0 | 0 | 0 | 0 | 0
4 | Battery - Com 4 Hours_PJM | 0 | 0 | 5.301% | 0 |  |  |  | 0 | 0 | 0 | 0 | 0 | 0 | 0 | 0 | 0 | 0 | 0 | 0 | 0 | 0 | 0 | 0 | 0
5 | Battery - Com 4 Hours_PJM | 0 | 0 | 5.301% | 0 |  |  |  |  | 0 | 0 | 0 | 0 | 0 | 0 | 0 | 0 | 0 | 0 | 0 | 0 | 0 | 0 | 0 | 0
6 | Battery - Com 4 Hours_PJM | 0 | 0 | 5.301% | 0 | [5 empty] | 0 | 0 | 0 | 0 | 0 | 0 | 0 | 0 | 0 | 0 | 0 | 0 | 0 | 0 | 0
| Battery - Res 4 Hours_MISO | 139.4667 | 4129.5593 | 5.301% | 30532202.7289 | 30532202.7289 | 30532202.7289 | 30532202.7289 | 30532202.7289 | 30532202.7289 | 30532202.7289 | 30532202.7289 | 30532202.7289 | 30532202.7289 | 30532202.7289 | 30532202.7289 | 30532202.7289 | 30532202.7289 | 30532202.7289 | 30532202.7289 | 30532202.7289 | 30532202.7289 | 30532202.7289 | 30532202.7289 | 30532202.7289
| Battery - Res 4 Hours_PJM | 60.5333 | 4161.9989 | 5.301% | 13356127.5663 | 13356127.5663 | 13356127.5663 | 13356127.5663 | 13356127.5663 | 13356127.5663 | 13356127.5663 | 13356127.5663 | 13356127.5663 | 13356127.5663 | 13356127.5663 | 13356127.5663 | 13356127.5663 | 13356127.5663 | 13356127.5663 | 13356127.5663 | 13356127.5663 | 13356127.5663 | 13356127.5663 | 13356127.5663 | 13356127.5663
For use in the Benefits model:
| Total Costs ($2022) |  |  |  |  | 2030 | 2031 | 2032 | 2033 | 2034 | 2035 | 2036 | 2037 | 2038 | 2039 | 2040 | 2041 | 2042 | 2043 | 2044 | 2045 | 2046 | 2047 | 2048 | 2049
| Total OpEx |  |  |  |  | 63415713.7514 | 63415713.7514 | 63415713.7514 | 63415713.7514 | 63415713.7514 | 63415713.7514 | 63415713.7514 | 63415713.7514 | 63415713.7514 | 63415713.7514 | 63415713.7514 | 63415713.7514 | 63415713.7514 | 63415713.7514 | 63415713.7514 | 63415713.7514 | 63415713.7514 | 63415713.7514 | 63415713.7514 | 63415713.7514
| Total CapEx |  |  |  |  | 134474793.4426 | 134474793.4426 | 134474793.4426 | 134474793.4426 | 134474793.4426 | 134474793.4426 | 134474793.4426 | 134474793.4426 | 134474793.4426 | 134474793.4426 | 134474793.4426 | 134474793.4426 | 134474793.4426 | 134474793.4426 | 134474793.4426 | 134474793.4426 | 134474793.4426 | 134474793.4426 | 134474793.4426 | 134474793.4426

## Assumptions
Assumptions
| Value | Notes
kw per MW | 1000
Start Date of Plant Operation | 2030-01-01
Expense Scale | 1
Capital Charge Rate (%) | 0.07479 | See [CCR_Utility-Scale]
Capital Charge Rate - BTM (%) | 0.053013 | See [CCR_BTM]

## CCR_Utility-Scale
Capital Charge Rates
Assumptions |  |  | Battery
Debt % |  | DbtRt | 51.5%
Interest |  | Int | 5.191%
Equity return |  | EqRet | 8.688%
Federal Income Tax Rate |  | FITR | 21%
State Income Tax Rate |  | SITR | 9.5%
Book Life |  | BL | 20
Tax Life (MACRS) |  | TL | 5
ITC Rate |  | ITCR | 0%
Inflation |  | Inf | 2.5%
Declining Bal Rate |  | DBR | 200%
PV of Depreciation |  | PVDpr | 0.84994
Effective Income Tax Rate |  | EITR | 28.51%
Nominal WACC (A/T) |  | NWACC | 6.125%
Nominal CCR |  | NCCR | 0.093341
Real WACC (A/T) |  | RWACC | 3.537%
Real CCR |  | RCCR | 0.074818
Year | DepFctr
0
1 | 0.2
2 | 0.32
3 | 0.192
4 | 0.1152
5 | 0.1152
6 | 0.0576
7 | 0
8 | 0
9 | 0
10 | 0
11 | 0
12 | 0
13 | 0
14 | 0
15 | 0
16 | 0
17 | 0
18 | 0
19 | 0
20 | 0
21 | 0
22 | 0
23 | 0
24 | 0
25 | 0
26 | 0
27 | 0
28 | 0
29 | 0
30 | 0
31 | 0
32 | 0
33 | 0
34 | 0
35 | 0
36 | 0
37 | 0
38 | 0
39 | 0
40 | 0
PV | 0.84994

## CCR_BTM
Capital Charge Rates
Assumptions |  |  | Battery
Debt % |  | DbtRt | 51.5%
Interest |  | Int | 5.191%
Equity return |  | EqRet | 8.688%
Federal Income Tax Rate |  | FITR | 21%
State Income Tax Rate |  | SITR | 9.5% | https://www.solar.com/learn/federal-solar-tax-credit-steps-down/
Book Life |  | BL | 20
Tax Life (MACRS) |  | TL | 5
ITC Rate |  | ITCR | 30%
Inflation |  | Inf | 2.5%
Declining Bal Rate |  | DBR | 200%
PV of Depreciation |  | PVDpr | 0.81742
Effective Income Tax Rate |  | EITR | 28.51%
Nominal WACC (A/T) |  | NWACC | 6.125%
Nominal CCR |  | NCCR | 0.066138
Real WACC (A/T) |  | RWACC | 3.537%
Real CCR |  | RCCR | 0.053013
Year | DepFctr
0
1 | 0.14
2 | 0.2408
3 | 0.17338
4 | 0.12483
5 | 0.1498
6 | 0.11984
7 | 0.035951
8 | 0.010785
9 | 0.0032356
10 | 0.00097068
11 | 0.00029121
12 | 8.7362e-05
13 | 2.6208e-05
14 | 7.8625e-06
15 | 2.3588e-06
16 | 7.0763e-07
17 | 2.1229e-07
18 | 6.3687e-08
19 | 1.9106e-08
20 | 5.7318e-09
21 | 1.7195e-09
22 | 5.1586e-10
23 | 1.5476e-10
24 | 4.6428e-11
25 | 1.3928e-11
26 | 4.1785e-12
27 | 1.2536e-12
28 | 3.7607e-13
29 | 1.1284e-13
30 | 3.3884e-14
31 | 1.0181e-14
32 | 3.0309e-15
33 | 9.3259e-16
34 | 3.1086e-16
35 | 7.7716e-17
36 | 0
37 | 0
38 | 0
39 | 0
40 | 0
PV | 0.81742

## ModelFactors
2023 NREL ATB
Project Type |  | Tech Innovation | Location-Scaling Factors
(%)
Battery - 4 Hours | Battery - 4 Hours_MISO | Conservative | 100.2%
Battery - 4 Hours | Battery - 4 Hours_PJM | Conservative | 101%
Battery - 10 Hours | Battery - 10 Hours_MISO | Conservative | 100.2%
Battery - 10 Hours | Battery - 10 Hours_PJM | Conservative | 101%
Battery - 4 Hours | Battery - Com 4 Hours_MISO | Conservative | 100.2%
Battery - 4 Hours | Battery - Com 4 Hours_PJM | Conservative | 101%
Battery - 4 Hours | Battery - Res 4 Hours_MISO | Conservative | 100.2%
Battery - 4 Hours | Battery - Res 4 Hours_PJM | Conservative | 101%

## Battery_Cum_Data
Graph Data for Batteries
| Battery - 4 Hours_MISO | Battery - 4 Hours_PJM | Battery - 10 Hours_MISO | Battery - 10 Hours_PJM
2030 | 1030 | 430 | 20 | 20
2031 | 1050 | 450 | 0 | 0
2032 | 700 | 300 | 0 | 0
2033 | 700 | 300 | 0 | 0
2034 | 875 | 375 | 0 | 0
2035 | 875 | 375 | 0 | 0
2036
| Battery - 4 Hours_MISO | Battery - 4 Hours_PJM | Battery - 10 Hours_MISO | Battery - 10 Hours_PJM
2030 | 1030 | 430 | 20 | 20
2031 | 2080 | 880 | 20 | 20
2032 | 2780 | 1180 | 20 | 20
2033 | 3480 | 1480 | 20 | 20
2034 | 4355 | 1855 | 20 | 20
2035 | 5230 | 2230 | 20 | 20
2036 | 5230 | 2230 | 20 | 20

## Storage_Ann_Development
| 2030 | 2031 | 2032 | 2033 | 2034 | 2035 | 2036 | 2037 | 2038 | 2039 | 2040 | 2041 | 2042 | 2043 | 2044 | 2045 | 2046 | 2047 | 2048 | 2049 | 2050 | 2051 | 2052 | 2053 | 2054
MISO | 1030 | 2080 | 2780 | 3480 | 4355 | 5230 | 5230 | 5230 | 5230 | 5230 | 5230 | 5230 | 5230 | 5230 | 5230 | 5230 | 5230 | 5230 | 5230 | 5230 | 5230 | 5230 | 5230 | 5230 | 5230
ComEd | 430 | 880 | 1180 | 1480 | 1855 | 2230 | 2230 | 2230 | 2230 | 2230 | 2230 | 2230 | 2230 | 2230 | 2230 | 2230 | 2230 | 2230 | 2230 | 2230 | 2230 | 2230 | 2230 | 2230 | 2230
Total | 1500 | 3000 | 4000 | 5000 | 6250 | 7500 | 7500 | 7500 | 7500 | 7500 | 7500 | 7500 | 7500 | 7500 | 7500 | 7500 | 7500 | 7500 | 7500 | 7500 | 7500 | 7500 | 7500 | 7500 | 7500
| 4120 | 8320 | 11120 | 13920 | 17420 | 20920 | 20920 | 20920 | 20920 | 20920 | 20920 | 20920 | 20920 | 20920 | 20920 | 20920 | 20920 | 20920 | 20920 | 20920 | 20920 | 20920 | 20920 | 20920 | 20920
| 1720 | 3520 | 4720 | 5920 | 7420 | 8920 | 8920 | 8920 | 8920 | 8920 | 8920 | 8920 | 8920 | 8920 | 8920 | 8920 | 8920 | 8920 | 8920 | 8920 | 8920 | 8920 | 8920 | 8920 | 8920
| 2030 | 2031 | 2032 | 2033 | 2034 | 2035 | 2036 | 2037 | 2038 | 2039 | 2040 | 2041 | 2042 | 2043 | 2044 | 2045 | 2046 | 2047 | 2048 | 2049 | 2050 | 2051 | 2052 | 2053 | 2054
MISO | 1030 | 1050 | 700 | 700 | 875 | 875 | 0 | 0 | 0 | 0 | 0 | 0 | 0 | 0 | 0 | 0 | 0 | 0 | 0 | 0 | 0 | 0 | 0 | 0 | 0
ComEd | 430 | 450 | 300 | 300 | 375 | 375 | 0 | 0 | 0 | 0 | 0 | 0 | 0 | 0 | 0 | 0 | 0 | 0 | 0 | 0 | 0 | 0 | 0 | 0 | 0
Incremental | 1460 | 1500 | 1000 | 1000 | 1250 | 1250
Total | 7460
MISO Commercial | 557.8667 |  | Notes
PJM Commercial | 242.1333 |  | Illinois Power Agency Policy Study: Aurora Production cost Modeling
MISO Residential | 139.4667 |  | pp. 15-16 from Appendix E: Illinois Power Agency Policy Study: Aurora Production cost Modeling
PJM Residential | 60.5333
Total | 1000
MISO % | 69.73%
PJM % | 30.27%
Commercial | 800
Residential | 200

## Utility-Scale Battery Storage
Utility-Scale Battery Storage | [11 empty] | https://atb.nrel.gov/electricity/2023/utility-scale_battery_storage
Inputs
Calculated
Input from other tab
| X | Assumptions
| Technology |  | Base Year: |  |  | 2021
All values are given in 2021 U.S. dollars, see references at the bottom of this worksheet for dollar year conversions where source dollar years don't match 2021.
Utility Scale Battery Storage
Representative Li-Ion Battery Storage, 60 MW, 240 MWh storage (4 hours)
Reference: Battery Storage cost values from W. Cole and A. Karmakar, “Cost Projections for Utility-scale Battery Storage: 2023 Update,” NREL/TP-6A40-85332. Golden, CO: National Renewable Energy Laboratory. https://www.nrel.gov/docs/fy23osti/85332.pdf. Note that values are converted to 2021$ for the ATB.
|  |  | Capital Cost ($/kWh) | Battery Energy Capital Cost ($/kWh)
[5 empty] | 2021 | 2022 | 2023 | 2024 | 2025 | 2026 | 2027 | 2028 | 2029 | 2030 | 2031 | 2032 | 2033 | 2034 | 2035 | 2036 | 2037 | 2038 | 2039 | 2040 | 2041 | 2042 | 2043 | 2044 | 2045 | 2046 | 2047 | 2048 | 2049 | 2050
|  |  |  | Advanced | 322.051 | 361.9709 | 260.463 | 245.9131 | 233.4849 | 223.4918 | 213.5119 | 203.5091 | 193.4996 | 183.802 | 180.6176 | 177.4333 | 173.9462 | 170.7621 | 167.9016 | 164.413 | 161.2293 | 158.0457 | 154.8621 | 151.3697 | 148.1863 | 145.3334 | 142.1504 | 138.6562 | 135.4735 | 132.2908 | 129.1083 | 125.6087 | 122.4263 | 119.5849
|  |  |  | Moderate | 322.051 | 361.9709 | 346.5671 | 329.4017 | 286.9704 | 275.1264 | 263.2596 | 251.3673 | 239.4463 | 227.4928 | 223.3499 | 219.2109 | 215.0759 | 210.9451 | 206.8186 | 202.6966 | 198.5793 | 194.467 | 190.3597 | 186.2578 | 182.1614 | 178.0708 | 173.9863 | 169.9081 | 165.8366 | 161.772 | 157.7146 | 153.6649 | 149.6232 | 145.5899
|  |  |  | Conservative | 322.051 | 361.9709 | 375.5047 | 378.0325 | 372.508 | 356.9591 | 341.4302 | 325.9233 | 310.4409 | 294.9857 | 292.966 | 290.9463 | 288.9266 | 286.9069 | 284.8872 | 282.8675 | 280.8478 | 278.8281 | 276.8084 | 274.7887 | 272.769 | 270.7493 | 268.7296 | 266.7099 | 264.6902 | 262.6705 | 260.6508 | 258.631 | 256.6113 | 254.5916
Battery Power Capital Cost ($/kW)
[5 empty] | 2021 | 2022 | 2023 | 2024 | 2025 | 2026 | 2027 | 2028 | 2029 | 2030 | 2031 | 2032 | 2033 | 2034 | 2035 | 2036 | 2037 | 2038 | 2039 | 2040 | 2041 | 2042 | 2043 | 2044 | 2045 | 2046 | 2047 | 2048 | 2049 | 2050
|  |  |  | Advanced | 299.0478 | 336.1163 | 241.5571 | 227.7164 | 215.7982 | 206.9685 | 198.0867 | 189.2952 | 180.5299 | 170.5337 | 167.3904 | 164.2472 | 162.2995 | 159.1551 | 154.7331 | 152.7913 | 149.6454 | 146.4994 | 143.3533 | 141.4263 | 138.2792 | 133.8274 | 130.6789 | 128.7593 | 125.6095 | 122.4595 | 119.3092 | 117.4108 | 114.2596 | 109.7624
|  |  |  | Moderate | 299.0478 | 336.1163 | 329.2339 | 321.1678 | 288.2957 | 289.2129 | 290.2178 | 291.3211 | 292.5349 | 293.8741 | 291.8785 | 289.868 | 287.8421 | 285.8001 | 283.7414 | 281.6653 | 279.5711 | 277.4581 | 275.3253 | 273.1721 | 270.9975 | 268.8005 | 266.5803 | 264.3356 | 262.0653 | 259.7684 | 257.4435 | 255.0892 | 252.7042 | 250.2868
|  |  |  | Conservative | 299.0478 | 336.1163 | 348.0609 | 351.1577 | 346.8186 | 340.2243 | 333.5511 | 326.7907 | 319.9335 | 312.9685 | 310.8256 | 308.6828 | 306.54 | 304.3971 | 302.2543 | 300.1115 | 297.9687 | 295.8258 | 293.683 | 291.5402 | 289.3974 | 287.2545 | 285.1117 | 282.9689 | 280.8261 | 278.6832 | 276.5404 | 274.3976 | 272.2547 | 270.1119
Total System Cost ($/kW) = Battery Energy Cost ($/kWh) * Storage Duration (hr) + Battery Power Cost ($/kW)
|  |  | Technology Classification | Name | 2021: Tech; 2022: Resource; 2023: Scale; 2024: Maturity
|  |  |  | Utility-Scale Battery Storage - 2Hr | 2021: Lithium Ion - 2 Hr; 2022: N/A; 2023: Utility; 2024: Y
|  |  |  | Utility-Scale Battery Storage - 4Hr | 2021: Lithium Ion - 4 Hr; 2022: N/A; 2023: Utility; 2024: Y
|  |  |  | Utility-Scale Battery Storage - 6Hr | 2021: Lithium Ion - 6 Hr; 2022: N/A; 2023: Utility; 2024: Y
|  |  |  | Utility-Scale Battery Storage - 8Hr | 2021: Lithium Ion - 8 Hr; 2022: N/A; 2023: Utility; 2024: Y
|  |  |  | Utility-Scale Battery Storage - 10Hr | 2021: Lithium Ion - 10 Hr; 2022: N/A; 2023: Utility; 2024: Y
Future Projections
All values are given in 2021 U.S. dollars, using the Consumer Price Index (BLS, 2022) for dollar year conversions.
For 15-year technical life (values in 2021$):
[6 empty] | 2021 | 2022 | 2023 | 2024 | 2025 | 2026 | 2027 | 2028 | 2029 | 2030 | 2031 | 2032 | 2033 | 2034 | 2035 | 2036 | 2037 | 2038 | 2039 | 2040 | 2041 | 2042 | 2043 | 2044 | 2045 | 2046 | 2047 | 2048 | 2049 | 2050
Overnight Capital Cost ($/kW)_Utility-Scale Battery Storage - 2Hr_Advanced | Techno-Economic Cost and Performance Parameters |  | Overnight Capital Cost ($/kW) | Utility-Scale Battery Storage - 2Hr | Advanced | 943.1499 | 1060.0582 | 762.483 | 719.5426 | 682.768 | 653.9521 | 625.1104 | 596.3133 | 567.5292 | 538.1376 | 528.6257 | 519.1138 | 510.1918 | 500.6793 | 490.5364 | 481.6173 | 472.1041 | 462.5908 | 453.0775 | 444.1657 | 434.6519 | 424.4942 | 414.9797 | 406.0716 | 396.5565 | 387.0412 | 377.5258 | 368.6281 | 359.1123 | 348.9322
Overnight Capital Cost ($/kW)_Utility-Scale Battery Storage - 2Hr_Moderate |  |  |  | Utility-Scale Battery Storage - 2Hr | Moderate | 943.1499 | 1060.0582 | 1022.3681 | 979.9712 | 862.2364 | 839.4657 | 816.7371 | 794.0557 | 771.4276 | 748.8596 | 738.5783 | 728.2898 | 717.9939 | 707.6902 | 697.3786 | 687.0585 | 676.7298 | 666.392 | 656.0448 | 645.6877 | 635.3203 | 624.9422 | 614.5529 | 604.1518 | 593.7385 | 583.3124 | 572.8728 | 562.419 | 551.9505 | 541.4665
Overnight Capital Cost ($/kW)_Utility-Scale Battery Storage - 2Hr_Conservative |  |  |  | Utility-Scale Battery Storage - 2Hr | Conservative | 943.1499 | 1060.0582 | 1099.0704 | 1107.2227 | 1091.8347 | 1054.1426 | 1016.4115 | 978.6373 | 940.8152 | 902.9399 | 896.7576 | 890.5754 | 884.3932 | 878.2109 | 872.0287 | 865.8465 | 859.6642 | 853.482 | 847.2998 | 841.1175 | 834.9353 | 828.7531 | 822.5708 | 816.3886 | 810.2064 | 804.0241 | 797.8419 | 791.6597 | 785.4774 | 779.2952
Overnight Capital Cost ($/kW)_Utility-Scale Battery Storage - 4Hr_Advanced |  |  |  | Utility-Scale Battery Storage - 4Hr | Advanced | 1587.252 | 1784 | 1283.4089 | 1211.3687 | 1149.7378 | 1100.9357 | 1052.1342 | 1003.3315 | 954.5285 | 905.7416 | 889.861 | 873.9804 | 858.0841 | 842.2035 | 826.3396 | 810.4433 | 794.5628 | 778.6822 | 762.8016 | 746.9051 | 731.0245 | 715.1611 | 699.2805 | 683.3839 | 667.5034 | 651.6229 | 635.7423 | 619.8455 | 603.965 | 588.1021
Overnight Capital Cost ($/kW)_Utility-Scale Battery Storage - 4Hr_Moderate |  |  |  | Utility-Scale Battery Storage - 4Hr | Moderate | 1587.252 | 1784 | 1715.5023 | 1638.7747 | 1436.1771 | 1389.7184 | 1343.2563 | 1296.7904 | 1250.3202 | 1203.8451 | 1185.278 | 1166.7115 | 1148.1456 | 1129.5803 | 1111.0157 | 1092.4517 | 1073.8885 | 1055.326 | 1036.7642 | 1018.2033 | 999.6431 | 981.0839 | 962.5255 | 943.9681 | 925.4117 | 906.8563 | 888.302 | 869.7489 | 851.1969 | 832.6462
Overnight Capital Cost ($/kW)_Utility-Scale Battery Storage - 4Hr_Conservative |  |  |  | Utility-Scale Battery Storage - 4Hr | Conservative | 1587.252 | 1784 | 1850.0799 | 1863.2877 | 1836.8507 | 1768.0608 | 1699.2718 | 1630.4838 | 1561.6969 | 1492.9113 | 1482.6896 | 1472.468 | 1462.2463 | 1452.0247 | 1441.8031 | 1431.5814 | 1421.3598 | 1411.1381 | 1400.9165 | 1390.6949 | 1380.4732 | 1370.2516 | 1360.03 | 1349.8083 | 1339.5867 | 1329.365 | 1319.1434 | 1308.9218 | 1298.7001 | 1288.4785
Overnight Capital Cost ($/kW)_Utility-Scale Battery Storage - 6Hr_Advanced |  |  |  | Utility-Scale Battery Storage - 6Hr | Advanced | 2231.3541 | 2507.9418 | 1804.3349 | 1703.1948 | 1616.7077 | 1547.9193 | 1479.1579 | 1410.3497 | 1341.5278 | 1273.3455 | 1251.0963 | 1228.847 | 1205.9764 | 1183.7277 | 1162.1429 | 1139.2693 | 1117.0214 | 1094.7736 | 1072.5258 | 1049.6445 | 1027.3972 | 1005.8279 | 983.5813 | 960.6962 | 938.4503 | 916.2045 | 893.9589 | 871.0628 | 848.8176 | 827.2719
Overnight Capital Cost ($/kW)_Utility-Scale Battery Storage - 6Hr_Moderate |  |  |  | Utility-Scale Battery Storage - 6Hr | Moderate | 2231.3541 | 2507.9418 | 2408.6365 | 2297.5781 | 2010.1179 | 1939.9712 | 1869.7756 | 1799.5251 | 1729.2128 | 1658.8307 | 1631.9778 | 1605.1333 | 1578.2974 | 1551.4704 | 1524.6528 | 1497.845 | 1471.0472 | 1444.2599 | 1417.4836 | 1390.7188 | 1363.9659 | 1337.2255 | 1310.4981 | 1283.7844 | 1257.0849 | 1230.4003 | 1203.7313 | 1177.0787 | 1150.4433 | 1123.826
Overnight Capital Cost ($/kW)_Utility-Scale Battery Storage - 6Hr_Conservative |  |  |  | Utility-Scale Battery Storage - 6Hr | Conservative | 2231.3541 | 2507.9418 | 2601.0893 | 2619.3527 | 2581.8668 | 2481.9791 | 2382.1322 | 2282.3304 | 2182.5786 | 2082.8827 | 2068.6216 | 2054.3606 | 2040.0995 | 2025.8385 | 2011.5774 | 1997.3164 | 1983.0553 | 1968.7943 | 1954.5333 | 1940.2722 | 1926.0112 | 1911.7501 | 1897.4891 | 1883.228 | 1868.967 | 1854.7059 | 1840.4449 | 1826.1839 | 1811.9228 | 1797.6618
Overnight Capital Cost ($/kW)_Utility-Scale Battery Storage - 8Hr_Advanced |  |  |  | Utility-Scale Battery Storage - 8Hr | Advanced | 2875.4562 | 3231.8837 | 2325.2608 | 2195.021 | 2083.6775 | 1994.9029 | 1906.1817 | 1817.3678 | 1728.5271 | 1640.9495 | 1612.3315 | 1583.7136 | 1553.8688 | 1525.2519 | 1497.9462 | 1468.0953 | 1439.4801 | 1410.8649 | 1382.2499 | 1352.3839 | 1323.7699 | 1296.4947 | 1267.8822 | 1238.0085 | 1209.3972 | 1180.7862 | 1152.1755 | 1122.2801 | 1093.6703 | 1066.4417
Overnight Capital Cost ($/kW)_Utility-Scale Battery Storage - 8Hr_Moderate |  |  |  | Utility-Scale Battery Storage - 8Hr | Moderate | 2875.4562 | 3231.8837 | 3101.7708 | 2956.3815 | 2584.0586 | 2490.224 | 2396.2949 | 2302.2598 | 2208.1055 | 2113.8162 | 2078.6776 | 2043.555 | 2008.4491 | 1973.3605 | 1938.29 | 1903.2382 | 1868.2058 | 1833.1939 | 1798.2031 | 1763.2344 | 1728.2887 | 1693.3672 | 1658.4708 | 1623.6006 | 1588.758 | 1553.9442 | 1519.1605 | 1484.4085 | 1449.6897 | 1415.0057
Overnight Capital Cost ($/kW)_Utility-Scale Battery Storage - 8Hr_Conservative |  |  |  | Utility-Scale Battery Storage - 8Hr | Conservative | 2875.4562 | 3231.8837 | 3352.0988 | 3375.4177 | 3326.8829 | 3195.8973 | 3064.9925 | 2934.1769 | 2803.4604 | 2672.8541 | 2654.5536 | 2636.2532 | 2617.9527 | 2599.6523 | 2581.3518 | 2563.0514 | 2544.7509 | 2526.4505 | 2508.15 | 2489.8496 | 2471.5491 | 2453.2487 | 2434.9482 | 2416.6478 | 2398.3473 | 2380.0469 | 2361.7464 | 2343.446 | 2325.1455 | 2306.8451
Overnight Capital Cost ($/kW)_Utility-Scale Battery Storage - 10Hr_Advanced |  |  |  | Utility-Scale Battery Storage - 10Hr | Advanced | 3519.5583 | 3955.8255 | 2846.1867 | 2686.8471 | 2550.6473 | 2441.8865 | 2333.2054 | 2224.386 | 2115.5263 | 2008.5534 | 1973.5668 | 1938.5802 | 1901.7611 | 1866.7762 | 1833.7495 | 1796.9213 | 1761.9388 | 1726.9563 | 1691.974 | 1655.1233 | 1620.1426 | 1587.1615 | 1552.183 | 1515.3209 | 1480.3442 | 1445.3679 | 1410.3921 | 1373.4974 | 1338.523 | 1305.6116
Overnight Capital Cost ($/kW)_Utility-Scale Battery Storage - 10Hr_Moderate |  |  |  | Utility-Scale Battery Storage - 10Hr | Moderate | 3519.5583 | 3955.8255 | 3794.905 | 3615.185 | 3157.9993 | 3040.4767 | 2922.8141 | 2804.9945 | 2686.9981 | 2568.8017 | 2525.3774 | 2481.9768 | 2438.6009 | 2395.2506 | 2351.9271 | 2308.6314 | 2265.3645 | 2222.1278 | 2178.9225 | 2135.75 | 2092.6116 | 2049.5088 | 2006.4434 | 1963.4169 | 1920.4312 | 1877.4881 | 1834.5898 | 1791.7384 | 1748.9361 | 1706.1854
Overnight Capital Cost ($/kW)_Utility-Scale Battery Storage - 10Hr_Conservative |  |  |  | Utility-Scale Battery Storage - 10Hr | Conservative | 3519.5583 | 3955.8255 | 4103.1083 | 4131.4827 | 4071.899 | 3909.8156 | 3747.8529 | 3586.0235 | 3424.3421 | 3262.8255 | 3240.4856 | 3218.1458 | 3195.8059 | 3173.466 | 3151.1262 | 3128.7863 | 3106.4465 | 3084.1066 | 3061.7668 | 3039.4269 | 3017.087 | 2994.7472 | 2972.4073 | 2950.0675 | 2927.7276 | 2905.3878 | 2883.0479 | 2860.7081 | 2838.3682 | 2816.0283
[6 empty] | 2021 | 2022 | 2023 | 2024 | 2025 | 2026 | 2027 | 2028 | 2029 | 2030 | 2031 | 2032 | 2033 | 2034 | 2035 | 2036 | 2037 | 2038 | 2039 | 2040 | 2041 | 2042 | 2043 | 2044 | 2045 | 2046 | 2047 | 2048 | 2049 | 2050
Fixed Operation and Maintenance Expenses ($/kW-yr)_Utility-Scale Battery Storage - 2Hr_Advanced |  |  | Fixed Operation and Maintenance Expenses ($/kW-yr) | Utility-Scale Battery Storage - 2Hr | Advanced | 23.5787 | 26.5015 | 19.0621 | 17.9886 | 17.0692 | 16.3488 | 15.6278 | 14.9078 | 14.1882 | 13.4534 | 13.2156 | 12.9778 | 12.7548 | 12.517 | 12.2634 | 12.0404 | 11.8026 | 11.5648 | 11.3269 | 11.1041 | 10.8663 | 10.6124 | 10.3745 | 10.1518 | 9.9139 | 9.676 | 9.4381 | 9.2157 | 8.9778 | 8.7233
Fixed Operation and Maintenance Expenses ($/kW-yr)_Utility-Scale Battery Storage - 2Hr_Moderate |  |  |  | Utility-Scale Battery Storage - 2Hr | Moderate | 23.5787 | 26.5015 | 25.5592 | 24.4993 | 21.5559 | 20.9866 | 20.4184 | 19.8514 | 19.2857 | 18.7215 | 18.4645 | 18.2072 | 17.9498 | 17.6923 | 17.4345 | 17.1765 | 16.9182 | 16.6598 | 16.4011 | 16.1422 | 15.883 | 15.6236 | 15.3638 | 15.1038 | 14.8435 | 14.5828 | 14.3218 | 14.0605 | 13.7988 | 13.5367
Fixed Operation and Maintenance Expenses ($/kW-yr)_Utility-Scale Battery Storage - 2Hr_Conservative |  |  |  | Utility-Scale Battery Storage - 2Hr | Conservative | 23.5787 | 26.5015 | 27.4768 | 27.6806 | 27.2959 | 26.3536 | 25.4103 | 24.4659 | 23.5204 | 22.5735 | 22.4189 | 22.2644 | 22.1098 | 21.9553 | 21.8007 | 21.6462 | 21.4916 | 21.337 | 21.1825 | 21.0279 | 20.8734 | 20.7188 | 20.5643 | 20.4097 | 20.2552 | 20.1006 | 19.946 | 19.7915 | 19.6369 | 19.4824
Fixed Operation and Maintenance Expenses ($/kW-yr)_Utility-Scale Battery Storage - 4Hr_Advanced |  |  |  | Utility-Scale Battery Storage - 4Hr | Advanced | 39.6813 | 44.6 | 32.0852 | 30.2842 | 28.7434 | 27.5234 | 26.3034 | 25.0833 | 23.8632 | 22.6435 | 22.2465 | 21.8495 | 21.4521 | 21.0551 | 20.6585 | 20.2611 | 19.8641 | 19.4671 | 19.07 | 18.6726 | 18.2756 | 17.879 | 17.482 | 17.0846 | 16.6876 | 16.2906 | 15.8936 | 15.4961 | 15.0991 | 14.7026
Fixed Operation and Maintenance Expenses ($/kW-yr)_Utility-Scale Battery Storage - 4Hr_Moderate |  |  |  | Utility-Scale Battery Storage - 4Hr | Moderate | 39.6813 | 44.6 | 42.8876 | 40.9694 | 35.9044 | 34.743 | 33.5814 | 32.4198 | 31.258 | 30.0961 | 29.632 | 29.1678 | 28.7036 | 28.2395 | 27.7754 | 27.3113 | 26.8472 | 26.3831 | 25.9191 | 25.4551 | 24.9911 | 24.5271 | 24.0631 | 23.5992 | 23.1353 | 22.6714 | 22.2076 | 21.7437 | 21.2799 | 20.8162
Fixed Operation and Maintenance Expenses ($/kW-yr)_Utility-Scale Battery Storage - 4Hr_Conservative |  |  |  | Utility-Scale Battery Storage - 4Hr | Conservative | 39.6813 | 44.6 | 46.252 | 46.5822 | 45.9213 | 44.2015 | 42.4818 | 40.7621 | 39.0424 | 37.3228 | 37.0672 | 36.8117 | 36.5562 | 36.3006 | 36.0451 | 35.7895 | 35.534 | 35.2785 | 35.0229 | 34.7674 | 34.5118 | 34.2563 | 34.0007 | 33.7452 | 33.4897 | 33.2341 | 32.9786 | 32.723 | 32.4675 | 32.212
Fixed Operation and Maintenance Expenses ($/kW-yr)_Utility-Scale Battery Storage - 6Hr_Advanced |  |  |  | Utility-Scale Battery Storage - 6Hr | Advanced | 55.7839 | 62.6985 | 45.1084 | 42.5799 | 40.4177 | 38.698 | 36.9789 | 35.2587 | 33.5382 | 31.8336 | 31.2774 | 30.7212 | 30.1494 | 29.5932 | 29.0536 | 28.4817 | 27.9255 | 27.3693 | 26.8131 | 26.2411 | 25.6849 | 25.1457 | 24.5895 | 24.0174 | 23.4613 | 22.9051 | 22.349 | 21.7766 | 21.2204 | 20.6818
Fixed Operation and Maintenance Expenses ($/kW-yr)_Utility-Scale Battery Storage - 6Hr_Moderate |  |  |  | Utility-Scale Battery Storage - 6Hr | Moderate | 55.7839 | 62.6985 | 60.2159 | 57.4395 | 50.2529 | 48.4993 | 46.7444 | 44.9881 | 43.2303 | 41.4708 | 40.7994 | 40.1283 | 39.4574 | 38.7868 | 38.1163 | 37.4461 | 36.7762 | 36.1065 | 35.4371 | 34.768 | 34.0991 | 33.4306 | 32.7625 | 32.0946 | 31.4271 | 30.76 | 30.0933 | 29.427 | 28.7611 | 28.0956
Fixed Operation and Maintenance Expenses ($/kW-yr)_Utility-Scale Battery Storage - 6Hr_Conservative |  |  |  | Utility-Scale Battery Storage - 6Hr | Conservative | 55.7839 | 62.6985 | 65.0272 | 65.4838 | 64.5467 | 62.0495 | 59.5533 | 57.0583 | 54.5645 | 52.0721 | 51.7155 | 51.359 | 51.0025 | 50.646 | 50.2894 | 49.9329 | 49.5764 | 49.2199 | 48.8633 | 48.5068 | 48.1503 | 47.7938 | 47.4372 | 47.0807 | 46.7242 | 46.3676 | 46.0111 | 45.6546 | 45.2981 | 44.9415
Fixed Operation and Maintenance Expenses ($/kW-yr)_Utility-Scale Battery Storage - 8Hr_Advanced |  |  |  | Utility-Scale Battery Storage - 8Hr | Advanced | 71.8864 | 80.7971 | 58.1315 | 54.8755 | 52.0919 | 49.8726 | 47.6545 | 45.4342 | 43.2132 | 41.0237 | 40.3083 | 39.5928 | 38.8467 | 38.1313 | 37.4487 | 36.7024 | 35.987 | 35.2716 | 34.5562 | 33.8096 | 33.0942 | 32.4124 | 31.6971 | 30.9502 | 30.2349 | 29.5197 | 28.8044 | 28.057 | 27.3418 | 26.661
Fixed Operation and Maintenance Expenses ($/kW-yr)_Utility-Scale Battery Storage - 8Hr_Moderate |  |  |  | Utility-Scale Battery Storage - 8Hr | Moderate | 71.8864 | 80.7971 | 77.5443 | 73.9095 | 64.6015 | 62.2556 | 59.9074 | 57.5565 | 55.2026 | 52.8454 | 51.9669 | 51.0889 | 50.2112 | 49.334 | 48.4572 | 47.581 | 46.7051 | 45.8298 | 44.9551 | 44.0809 | 43.2072 | 42.3342 | 41.4618 | 40.59 | 39.719 | 38.8486 | 37.979 | 37.1102 | 36.2422 | 35.3751
Fixed Operation and Maintenance Expenses ($/kW-yr)_Utility-Scale Battery Storage - 8Hr_Conservative |  |  |  | Utility-Scale Battery Storage - 8Hr | Conservative | 71.8864 | 80.7971 | 83.8025 | 84.3854 | 83.1721 | 79.8974 | 76.6248 | 73.3544 | 70.0865 | 66.8214 | 66.3638 | 65.9063 | 65.4488 | 64.9913 | 64.5338 | 64.0763 | 63.6188 | 63.1613 | 62.7038 | 62.2462 | 61.7887 | 61.3312 | 60.8737 | 60.4162 | 59.9587 | 59.5012 | 59.0437 | 58.5861 | 58.1286 | 57.6711
Fixed Operation and Maintenance Expenses ($/kW-yr)_Utility-Scale Battery Storage - 10Hr_Advanced |  |  |  | Utility-Scale Battery Storage - 10Hr | Advanced | 87.989 | 98.8956 | 71.1547 | 67.1712 | 63.7662 | 61.0472 | 58.3301 | 55.6096 | 52.8882 | 50.2138 | 49.3392 | 48.4645 | 47.544 | 46.6694 | 45.8437 | 44.923 | 44.0485 | 43.1739 | 42.2994 | 41.3781 | 40.5036 | 39.679 | 38.8046 | 37.883 | 37.0086 | 36.1342 | 35.2598 | 34.3374 | 33.4631 | 32.6403
Fixed Operation and Maintenance Expenses ($/kW-yr)_Utility-Scale Battery Storage - 10Hr_Moderate |  |  |  | Utility-Scale Battery Storage - 10Hr | Moderate | 87.989 | 98.8956 | 94.8726 | 90.3796 | 78.95 | 76.0119 | 73.0704 | 70.1249 | 67.175 | 64.22 | 63.1344 | 62.0494 | 60.965 | 59.8813 | 58.7982 | 57.7158 | 56.6341 | 55.5532 | 54.4731 | 53.3937 | 52.3153 | 51.2377 | 50.1611 | 49.0854 | 48.0108 | 46.9372 | 45.8647 | 44.7935 | 43.7234 | 42.6546
Fixed Operation and Maintenance Expenses ($/kW-yr)_Utility-Scale Battery Storage - 10Hr_Conservative |  |  |  | Utility-Scale Battery Storage - 10Hr | Conservative | 87.989 | 98.8956 | 102.5777 | 103.2871 | 101.7975 | 97.7454 | 93.6963 | 89.6506 | 85.6086 | 81.5706 | 81.0121 | 80.4536 | 79.8951 | 79.3367 | 78.7782 | 78.2197 | 77.6612 | 77.1027 | 76.5442 | 75.9857 | 75.4272 | 74.8687 | 74.3102 | 73.7517 | 73.1932 | 72.6347 | 72.0762 | 71.5177 | 70.9592 | 70.4007
[6 empty] | 2021 | 2022 | 2023 | 2024 | 2025 | 2026 | 2027 | 2028 | 2029 | 2030 | 2031 | 2032 | 2033 | 2034 | 2035 | 2036 | 2037 | 2038 | 2039 | 2040 | 2041 | 2042 | 2043 | 2044 | 2045 | 2046 | 2047 | 2048 | 2049 | 2050
|  |  | Variable Operation and Maintenance Expenses ($/MWh) | Utility-Scale Battery Storage - 2Hr | Advanced | 0 | 0 | 0 | 0 | 0 | 0 | 0 | 0 | 0 | 0 | 0 | 0 | 0 | 0 | 0 | 0 | 0 | 0 | 0 | 0 | 0 | 0 | 0 | 0 | 0 | 0 | 0 | 0 | 0 | 0
|  |  |  | Utility-Scale Battery Storage - 2Hr | Moderate | 0 | 0 | 0 | 0 | 0 | 0 | 0 | 0 | 0 | 0 | 0 | 0 | 0 | 0 | 0 | 0 | 0 | 0 | 0 | 0 | 0 | 0 | 0 | 0 | 0 | 0 | 0 | 0 | 0 | 0
|  |  |  | Utility-Scale Battery Storage - 2Hr | Conservative | 0 | 0 | 0 | 0 | 0 | 0 | 0 | 0 | 0 | 0 | 0 | 0 | 0 | 0 | 0 | 0 | 0 | 0 | 0 | 0 | 0 | 0 | 0 | 0 | 0 | 0 | 0 | 0 | 0 | 0
|  |  |  | Utility-Scale Battery Storage - 4Hr | Advanced | 0 | 0 | 0 | 0 | 0 | 0 | 0 | 0 | 0 | 0 | 0 | 0 | 0 | 0 | 0 | 0 | 0 | 0 | 0 | 0 | 0 | 0 | 0 | 0 | 0 | 0 | 0 | 0 | 0 | 0
|  |  |  | Utility-Scale Battery Storage - 4Hr | Moderate | 0 | 0 | 0 | 0 | 0 | 0 | 0 | 0 | 0 | 0 | 0 | 0 | 0 | 0 | 0 | 0 | 0 | 0 | 0 | 0 | 0 | 0 | 0 | 0 | 0 | 0 | 0 | 0 | 0 | 0
|  |  |  | Utility-Scale Battery Storage - 4Hr | Conservative | 0 | 0 | 0 | 0 | 0 | 0 | 0 | 0 | 0 | 0 | 0 | 0 | 0 | 0 | 0 | 0 | 0 | 0 | 0 | 0 | 0 | 0 | 0 | 0 | 0 | 0 | 0 | 0 | 0 | 0
|  |  |  | Utility-Scale Battery Storage - 6Hr | Advanced | 0 | 0 | 0 | 0 | 0 | 0 | 0 | 0 | 0 | 0 | 0 | 0 | 0 | 0 | 0 | 0 | 0 | 0 | 0 | 0 | 0 | 0 | 0 | 0 | 0 | 0 | 0 | 0 | 0 | 0
|  |  |  | Utility-Scale Battery Storage - 6Hr | Moderate | 0 | 0 | 0 | 0 | 0 | 0 | 0 | 0 | 0 | 0 | 0 | 0 | 0 | 0 | 0 | 0 | 0 | 0 | 0 | 0 | 0 | 0 | 0 | 0 | 0 | 0 | 0 | 0 | 0 | 0
|  |  |  | Utility-Scale Battery Storage - 6Hr | Conservative | 0 | 0 | 0 | 0 | 0 | 0 | 0 | 0 | 0 | 0 | 0 | 0 | 0 | 0 | 0 | 0 | 0 | 0 | 0 | 0 | 0 | 0 | 0 | 0 | 0 | 0 | 0 | 0 | 0 | 0
|  |  |  | Utility-Scale Battery Storage - 8Hr | Advanced | 0 | 0 | 0 | 0 | 0 | 0 | 0 | 0 | 0 | 0 | 0 | 0 | 0 | 0 | 0 | 0 | 0 | 0 | 0 | 0 | 0 | 0 | 0 | 0 | 0 | 0 | 0 | 0 | 0 | 0
|  |  |  | Utility-Scale Battery Storage - 8Hr | Moderate | 0 | 0 | 0 | 0 | 0 | 0 | 0 | 0 | 0 | 0 | 0 | 0 | 0 | 0 | 0 | 0 | 0 | 0 | 0 | 0 | 0 | 0 | 0 | 0 | 0 | 0 | 0 | 0 | 0 | 0
|  |  |  | Utility-Scale Battery Storage - 8Hr | Conservative | 0 | 0 | 0 | 0 | 0 | 0 | 0 | 0 | 0 | 0 | 0 | 0 | 0 | 0 | 0 | 0 | 0 | 0 | 0 | 0 | 0 | 0 | 0 | 0 | 0 | 0 | 0 | 0 | 0 | 0
|  |  |  | Utility-Scale Battery Storage - 10Hr | Advanced | 0 | 0 | 0 | 0 | 0 | 0 | 0 | 0 | 0 | 0 | 0 | 0 | 0 | 0 | 0 | 0 | 0 | 0 | 0 | 0 | 0 | 0 | 0 | 0 | 0 | 0 | 0 | 0 | 0 | 0
|  |  |  | Utility-Scale Battery Storage - 10Hr | Moderate | 0 | 0 | 0 | 0 | 0 | 0 | 0 | 0 | 0 | 0 | 0 | 0 | 0 | 0 | 0 | 0 | 0 | 0 | 0 | 0 | 0 | 0 | 0 | 0 | 0 | 0 | 0 | 0 | 0 | 0
|  |  |  | Utility-Scale Battery Storage - 10Hr | Conservative | 0 | 0 | 0 | 0 | 0 | 0 | 0 | 0 | 0 | 0 | 0 | 0 | 0 | 0 | 0 | 0 | 0 | 0 | 0 | 0 | 0 | 0 | 0 | 0 | 0 | 0 | 0 | 0 | 0 | 0
[6 empty] | 2021 | 2022 | 2023 | 2024 | 2025 | 2026 | 2027 | 2028 | 2029 | 2030 | 2031 | 2032 | 2033 | 2034 | 2035 | 2036 | 2037 | 2038 | 2039 | 2040 | 2041 | 2042 | 2043 | 2044 | 2045 | 2046 | 2047 | 2048 | 2049 | 2050
|  |  | Round-Trip Efficiency | Utility-Scale Battery Storage - 2Hr | Advanced | 85% | 85% | 85% | 85% | 85% | 85% | 85% | 85% | 85% | 85% | 85% | 85% | 85% | 85% | 85% | 85% | 85% | 85% | 85% | 85% | 85% | 85% | 85% | 85% | 85% | 85% | 85% | 85% | 85% | 85%
|  |  |  | Utility-Scale Battery Storage - 2Hr | Moderate | 85% | 85% | 85% | 85% | 85% | 85% | 85% | 85% | 85% | 85% | 85% | 85% | 85% | 85% | 85% | 85% | 85% | 85% | 85% | 85% | 85% | 85% | 85% | 85% | 85% | 85% | 85% | 85% | 85% | 85%
|  |  |  | Utility-Scale Battery Storage - 2Hr | Conservative | 85% | 85% | 85% | 85% | 85% | 85% | 85% | 85% | 85% | 85% | 85% | 85% | 85% | 85% | 85% | 85% | 85% | 85% | 85% | 85% | 85% | 85% | 85% | 85% | 85% | 85% | 85% | 85% | 85% | 85%
|  |  |  | Utility-Scale Battery Storage - 4Hr | Advanced | 85% | 85% | 85% | 85% | 85% | 85% | 85% | 85% | 85% | 85% | 85% | 85% | 85% | 85% | 85% | 85% | 85% | 85% | 85% | 85% | 85% | 85% | 85% | 85% | 85% | 85% | 85% | 85% | 85% | 85%
|  |  |  | Utility-Scale Battery Storage - 4Hr | Moderate | 85% | 85% | 85% | 85% | 85% | 85% | 85% | 85% | 85% | 85% | 85% | 85% | 85% | 85% | 85% | 85% | 85% | 85% | 85% | 85% | 85% | 85% | 85% | 85% | 85% | 85% | 85% | 85% | 85% | 85%
|  |  |  | Utility-Scale Battery Storage - 4Hr | Conservative | 85% | 85% | 85% | 85% | 85% | 85% | 85% | 85% | 85% | 85% | 85% | 85% | 85% | 85% | 85% | 85% | 85% | 85% | 85% | 85% | 85% | 85% | 85% | 85% | 85% | 85% | 85% | 85% | 85% | 85%
|  |  |  | Utility-Scale Battery Storage - 6Hr | Advanced | 85% | 85% | 85% | 85% | 85% | 85% | 85% | 85% | 85% | 85% | 85% | 85% | 85% | 85% | 85% | 85% | 85% | 85% | 85% | 85% | 85% | 85% | 85% | 85% | 85% | 85% | 85% | 85% | 85% | 85%
|  |  |  | Utility-Scale Battery Storage - 6Hr | Moderate | 85% | 85% | 85% | 85% | 85% | 85% | 85% | 85% | 85% | 85% | 85% | 85% | 85% | 85% | 85% | 85% | 85% | 85% | 85% | 85% | 85% | 85% | 85% | 85% | 85% | 85% | 85% | 85% | 85% | 85%
|  |  |  | Utility-Scale Battery Storage - 6Hr | Conservative | 85% | 85% | 85% | 85% | 85% | 85% | 85% | 85% | 85% | 85% | 85% | 85% | 85% | 85% | 85% | 85% | 85% | 85% | 85% | 85% | 85% | 85% | 85% | 85% | 85% | 85% | 85% | 85% | 85% | 85%
|  |  |  | Utility-Scale Battery Storage - 8Hr | Advanced | 85% | 85% | 85% | 85% | 85% | 85% | 85% | 85% | 85% | 85% | 85% | 85% | 85% | 85% | 85% | 85% | 85% | 85% | 85% | 85% | 85% | 85% | 85% | 85% | 85% | 85% | 85% | 85% | 85% | 85%
|  |  |  | Utility-Scale Battery Storage - 8Hr | Moderate | 85% | 85% | 85% | 85% | 85% | 85% | 85% | 85% | 85% | 85% | 85% | 85% | 85% | 85% | 85% | 85% | 85% | 85% | 85% | 85% | 85% | 85% | 85% | 85% | 85% | 85% | 85% | 85% | 85% | 85%
|  |  |  | Utility-Scale Battery Storage - 8Hr | Conservative | 85% | 85% | 85% | 85% | 85% | 85% | 85% | 85% | 85% | 85% | 85% | 85% | 85% | 85% | 85% | 85% | 85% | 85% | 85% | 85% | 85% | 85% | 85% | 85% | 85% | 85% | 85% | 85% | 85% | 85%
|  |  |  | Utility-Scale Battery Storage - 10Hr | Advanced | 85% | 85% | 85% | 85% | 85% | 85% | 85% | 85% | 85% | 85% | 85% | 85% | 85% | 85% | 85% | 85% | 85% | 85% | 85% | 85% | 85% | 85% | 85% | 85% | 85% | 85% | 85% | 85% | 85% | 85%
|  |  |  | Utility-Scale Battery Storage - 10Hr | Moderate | 85% | 85% | 85% | 85% | 85% | 85% | 85% | 85% | 85% | 85% | 85% | 85% | 85% | 85% | 85% | 85% | 85% | 85% | 85% | 85% | 85% | 85% | 85% | 85% | 85% | 85% | 85% | 85% | 85% | 85%
|  |  |  | Utility-Scale Battery Storage - 10Hr | Conservative | 85% | 85% | 85% | 85% | 85% | 85% | 85% | 85% | 85% | 85% | 85% | 85% | 85% | 85% | 85% | 85% | 85% | 85% | 85% | 85% | 85% | 85% | 85% | 85% | 85% | 85% | 85% | 85% | 85% | 85%
[6 empty] | 2021 | 2022 | 2023 | 2024 | 2025 | 2026 | 2027 | 2028 | 2029 | 2030 | 2031 | 2032 | 2033 | 2034 | 2035 | 2036 | 2037 | 2038 | 2039 | 2040 | 2041 | 2042 | 2043 | 2044 | 2045 | 2046 | 2047 | 2048 | 2049 | 2050
Capacity Factor (%)_Utility-Scale Battery Storage - 2Hr_Advanced |  |  | Capacity Factor (%) | Utility-Scale Battery Storage - 2Hr | Advanced | 8.333% | 8.333% | 8.333% | 8.333% | 8.333% | 8.333% | 8.333% | 8.333% | 8.333% | 8.333% | 8.333% | 8.333% | 8.333% | 8.333% | 8.333% | 8.333% | 8.333% | 8.333% | 8.333% | 8.333% | 8.333% | 8.333% | 8.333% | 8.333% | 8.333% | 8.333% | 8.333% | 8.333% | 8.333% | 8.333%
Capacity Factor (%)_Utility-Scale Battery Storage - 2Hr_Moderate |  |  |  | Utility-Scale Battery Storage - 2Hr | Moderate | 8.333% | 8.333% | 8.333% | 8.333% | 8.333% | 8.333% | 8.333% | 8.333% | 8.333% | 8.333% | 8.333% | 8.333% | 8.333% | 8.333% | 8.333% | 8.333% | 8.333% | 8.333% | 8.333% | 8.333% | 8.333% | 8.333% | 8.333% | 8.333% | 8.333% | 8.333% | 8.333% | 8.333% | 8.333% | 8.333%
Capacity Factor (%)_Utility-Scale Battery Storage - 2Hr_Conservative |  |  |  | Utility-Scale Battery Storage - 2Hr | Conservative | 8.333% | 8.333% | 8.333% | 8.333% | 8.333% | 8.333% | 8.333% | 8.333% | 8.333% | 8.333% | 8.333% | 8.333% | 8.333% | 8.333% | 8.333% | 8.333% | 8.333% | 8.333% | 8.333% | 8.333% | 8.333% | 8.333% | 8.333% | 8.333% | 8.333% | 8.333% | 8.333% | 8.333% | 8.333% | 8.333%
Capacity Factor (%)_Utility-Scale Battery Storage - 4Hr_Advanced |  |  |  | Utility-Scale Battery Storage - 4Hr | Advanced | 16.67% | 16.67% | 16.67% | 16.67% | 16.67% | 16.67% | 16.67% | 16.67% | 16.67% | 16.67% | 16.67% | 16.67% | 16.67% | 16.67% | 16.67% | 16.67% | 16.67% | 16.67% | 16.67% | 16.67% | 16.67% | 16.67% | 16.67% | 16.67% | 16.67% | 16.67% | 16.67% | 16.67% | 16.67% | 16.67%
Capacity Factor (%)_Utility-Scale Battery Storage - 4Hr_Moderate |  |  |  | Utility-Scale Battery Storage - 4Hr | Moderate | 16.67% | 16.67% | 16.67% | 16.67% | 16.67% | 16.67% | 16.67% | 16.67% | 16.67% | 16.67% | 16.67% | 16.67% | 16.67% | 16.67% | 16.67% | 16.67% | 16.67% | 16.67% | 16.67% | 16.67% | 16.67% | 16.67% | 16.67% | 16.67% | 16.67% | 16.67% | 16.67% | 16.67% | 16.67% | 16.67%
Capacity Factor (%)_Utility-Scale Battery Storage - 4Hr_Conservative |  |  |  | Utility-Scale Battery Storage - 4Hr | Conservative | 16.67% | 16.67% | 16.67% | 16.67% | 16.67% | 16.67% | 16.67% | 16.67% | 16.67% | 16.67% | 16.67% | 16.67% | 16.67% | 16.67% | 16.67% | 16.67% | 16.67% | 16.67% | 16.67% | 16.67% | 16.67% | 16.67% | 16.67% | 16.67% | 16.67% | 16.67% | 16.67% | 16.67% | 16.67% | 16.67%
Capacity Factor (%)_Utility-Scale Battery Storage - 6Hr_Advanced |  |  |  | Utility-Scale Battery Storage - 6Hr | Advanced | 25% | 25% | 25% | 25% | 25% | 25% | 25% | 25% | 25% | 25% | 25% | 25% | 25% | 25% | 25% | 25% | 25% | 25% | 25% | 25% | 25% | 25% | 25% | 25% | 25% | 25% | 25% | 25% | 25% | 25%
Capacity Factor (%)_Utility-Scale Battery Storage - 6Hr_Moderate |  |  |  | Utility-Scale Battery Storage - 6Hr | Moderate | 25% | 25% | 25% | 25% | 25% | 25% | 25% | 25% | 25% | 25% | 25% | 25% | 25% | 25% | 25% | 25% | 25% | 25% | 25% | 25% | 25% | 25% | 25% | 25% | 25% | 25% | 25% | 25% | 25% | 25%
Capacity Factor (%)_Utility-Scale Battery Storage - 6Hr_Conservative |  |  |  | Utility-Scale Battery Storage - 6Hr | Conservative | 25% | 25% | 25% | 25% | 25% | 25% | 25% | 25% | 25% | 25% | 25% | 25% | 25% | 25% | 25% | 25% | 25% | 25% | 25% | 25% | 25% | 25% | 25% | 25% | 25% | 25% | 25% | 25% | 25% | 25%
Capacity Factor (%)_Utility-Scale Battery Storage - 8Hr_Advanced |  |  |  | Utility-Scale Battery Storage - 8Hr | Advanced | 33.33% | 33.33% | 33.33% | 33.33% | 33.33% | 33.33% | 33.33% | 33.33% | 33.33% | 33.33% | 33.33% | 33.33% | 33.33% | 33.33% | 33.33% | 33.33% | 33.33% | 33.33% | 33.33% | 33.33% | 33.33% | 33.33% | 33.33% | 33.33% | 33.33% | 33.33% | 33.33% | 33.33% | 33.33% | 33.33%
Capacity Factor (%)_Utility-Scale Battery Storage - 8Hr_Moderate |  |  |  | Utility-Scale Battery Storage - 8Hr | Moderate | 33.33% | 33.33% | 33.33% | 33.33% | 33.33% | 33.33% | 33.33% | 33.33% | 33.33% | 33.33% | 33.33% | 33.33% | 33.33% | 33.33% | 33.33% | 33.33% | 33.33% | 33.33% | 33.33% | 33.33% | 33.33% | 33.33% | 33.33% | 33.33% | 33.33% | 33.33% | 33.33% | 33.33% | 33.33% | 33.33%
Capacity Factor (%)_Utility-Scale Battery Storage - 8Hr_Conservative |  |  |  | Utility-Scale Battery Storage - 8Hr | Conservative | 33.33% | 33.33% | 33.33% | 33.33% | 33.33% | 33.33% | 33.33% | 33.33% | 33.33% | 33.33% | 33.33% | 33.33% | 33.33% | 33.33% | 33.33% | 33.33% | 33.33% | 33.33% | 33.33% | 33.33% | 33.33% | 33.33% | 33.33% | 33.33% | 33.33% | 33.33% | 33.33% | 33.33% | 33.33% | 33.33%
Capacity Factor (%)_Utility-Scale Battery Storage - 10Hr_Advanced |  |  |  | Utility-Scale Battery Storage - 10Hr | Advanced | 41.67% | 41.67% | 41.67% | 41.67% | 41.67% | 41.67% | 41.67% | 41.67% | 41.67% | 41.67% | 41.67% | 41.67% | 41.67% | 41.67% | 41.67% | 41.67% | 41.67% | 41.67% | 41.67% | 41.67% | 41.67% | 41.67% | 41.67% | 41.67% | 41.67% | 41.67% | 41.67% | 41.67% | 41.67% | 41.67%
Capacity Factor (%)_Utility-Scale Battery Storage - 10Hr_Moderate |  |  |  | Utility-Scale Battery Storage - 10Hr | Moderate | 41.67% | 41.67% | 41.67% | 41.67% | 41.67% | 41.67% | 41.67% | 41.67% | 41.67% | 41.67% | 41.67% | 41.67% | 41.67% | 41.67% | 41.67% | 41.67% | 41.67% | 41.67% | 41.67% | 41.67% | 41.67% | 41.67% | 41.67% | 41.67% | 41.67% | 41.67% | 41.67% | 41.67% | 41.67% | 41.67%
Capacity Factor (%)_Utility-Scale Battery Storage - 10Hr_Conservative |  |  |  | Utility-Scale Battery Storage - 10Hr | Conservative | 41.67% | 41.67% | 41.67% | 41.67% | 41.67% | 41.67% | 41.67% | 41.67% | 41.67% | 41.67% | 41.67% | 41.67% | 41.67% | 41.67% | 41.67% | 41.67% | 41.67% | 41.67% | 41.67% | 41.67% | 41.67% | 41.67% | 41.67% | 41.67% | 41.67% | 41.67% | 41.67% | 41.67% | 41.67% | 41.67%
Data Sources for Default Inputs | bar: 2021 to 2037
|  | Current Costs: |  |  |  | 2023: Citation; 2028: Dollar Year; 2029: Escalation Index
|  | Available Capacity (GW) |  |  |  | 2023: N/A
|  | Net Capacity Factor (%) |  |  |  | 2023: N/A; 2030: Assumes one cycle per day
|  | Overnight Capital Cost ($/kW) |  |  |  | 2023: V. Ramasamy, D. Feldman, J. Desai, and R. Margolis. 2022. U.S. Solar Photovoltaic System and Energy Storage Cost Benchmark: Q1 2022. Golden, CO: National Renewable Energy Laboratory; and
|  | Fixed Operating Expenses ($/kW-yr) |  |  |  | 2023: V. Ramasamy, D. Feldman, J. Desai, and R. Margolis. 2022. U.S. Solar Photovoltaic System and Energy Storage Cost Benchmark: Q1 2022. Golden, CO: National Renewable Energy Laboratory
|  | Variable Operating Expenses ($/MWh) |  |  |  | 2023: N/A
|  | Spur Line Cost ($/kW) |  |  |  | 2023: N/A
|  | Future Projections Costs: |  |  |  | 2023: Citation; 2028: Dollar Year; 2029: Escalation Index
|  | Net Capacity Factor (%) |  |  |  | 2023: N/A; 2030: Assumes one cycle per day
|  | Overnight Capital Cost ($/kW) |  |  |  | 2023: Cole and Karmakar (2023)
|  | 2021 to 2022 overnight capital cost adjustments (%) |  |  |  | 2023: N/A; 2030: Already captured in projections
|  | Fixed Operating Expenses ($/kW-yr) |  |  |  | 2023: Cole and Karmakar (2023)
|  | Variable Operating Expenses ($/MWh) |  |  |  | 2023: Cole and Karmakar (2023)
|  | Grid Connection Cost ($/kW) |  |  |  | 2023: N/A

## Comm Battery Storage
Commercial Battery Storage | [11 empty] | https://atb.nrel.gov/electricity/2023/commercial_battery_storage
Inputs
Calculated
Input from other tab
| X | Assumptions
| Technology |  | Base Year: |  |  | 2021
All values are given in 2021 U.S. dollars, see references at the bottom of this worksheet for dollar year conversions where source dollar years don't match 2021.
Commercial Battery Storage
Representative Li-Ion Battery Storage, AC-coupled 600 kW, 2400 kWh storage (4 hours)
Reference: Battery Storage cost values from C. Augustine and N. Blair, “Energy Storage Futures Study Storage Technology Modeling Input Data Report,” NREL/TP-5700-78694. Golden, CO: National Renewable Energy Laboratory. https://www.nrel.gov/docs/fy21osti/78694.pdf.
|  |  | Capital Cost ($/kWh) | Battery Energy Capital Cost ($/kWh) | [31 empty] | Battery Capital Cost Constant ($)
[5 empty] | 2021 | 2022 | 2023 | 2024 | 2025 | 2026 | 2027 | 2028 | 2029 | 2030 | 2031 | 2032 | 2033 | 2034 | 2035 | 2036 | 2037 | 2038 | 2039 | 2040 | 2041 | 2042 | 2043 | 2044 | 2045 | 2046 | 2047 | 2048 | 2049 | 2050 |  |  | 2021 | 2022 | 2023 | 2024 | 2025 | 2026 | 2027 | 2028 | 2029 | 2030 | 2031 | 2032 | 2033 | 2034 | 2035 | 2036 | 2037 | 2038 | 2039 | 2040 | 2041 | 2042 | 2043 | 2044 | 2045 | 2046 | 2047 | 2048 | 2049 | 2050
|  |  |  | Advanced | 234.6229 | 264.3236 | 190.1538 | 179.4796 | 170.3476 | 164.2099 | 158.0723 | 151.9347 | 145.797 | 139.6594 | 137.0331 | 134.4068 | 131.7805 | 129.1541 | 126.5278 | 123.9015 | 121.2752 | 118.6489 | 116.0226 | 113.3963 | 110.77 | 108.1437 | 105.5174 | 102.8911 | 100.2648 | 97.6385 | 95.0122 | 92.3858 | 89.7595 | 87.1332 |  | Advanced | 397856.729 | 215911.2606 | 155326.0932 | 146606.8926 | 139147.4421 | 134133.9476 | 129120.453 | 124106.9585 | 119093.4639 | 114079.9694 | 111934.6853 | 109789.4012 | 107644.1171 | 105498.8329 | 103353.5488 | 101208.2647 | 99062.9806 | 96917.6965 | 94772.4124 | 92627.1283 | 90481.8442 | 88336.5601 | 86191.276 | 84045.9919 | 81900.7078 | 79755.4237 | 77610.1396 | 75464.8554 | 73319.5713 | 71174.2872
|  |  |  | Moderate | 234.6229 | 264.3236 | 241.2616 | 219.1635 | 208.7175 | 197.2817 | 186.8497 | 177.2561 | 168.5876 | 160.6218 | 158.6141 | 156.6063 | 154.5985 | 152.5908 | 150.583 | 148.5752 | 146.5674 | 144.5597 | 142.5519 | 140.5441 | 138.5363 | 136.5286 | 134.5208 | 132.513 | 130.5052 | 128.4975 | 126.4897 | 124.4819 | 122.4742 | 120.4664 |  | Moderate | 397856.729 | 215911.2606 | 203028.735 | 192207.1957 | 184658.529 | 180287.0818 | 175839.5747 | 171643.9905 | 167824.6981 | 163995.3372 | 161945.3955 | 159895.4538 | 157845.5121 | 155795.5703 | 153745.6286 | 151695.6869 | 149645.7452 | 147595.8035 | 145545.8618 | 143495.9201 | 141445.9783 | 139396.0366 | 137346.0949 | 135296.1532 | 133246.2115 | 131196.2698 | 129146.3281 | 127096.3863 | 125046.4446 | 122996.5029
|  |  |  | Conservative | 234.6229 | 264.3236 | 274.1134 | 276.0714 | 272.1554 | 261.9741 | 251.7927 | 241.6114 | 231.43 | 221.2487 | 220.6169 | 219.9851 | 219.3533 | 218.7215 | 218.0897 | 217.4579 | 216.8261 | 216.1943 | 215.5625 | 214.9307 | 214.2989 | 213.6671 | 213.0353 | 212.4035 | 211.7717 | 211.1399 | 210.5081 | 209.8763 | 209.2445 | 208.6127 |  | Conservative | 397856.729 | 215911.2606 | 223907.974 | 225507.3166 | 222308.6313 | 213992.0494 | 205675.4675 | 197358.8856 | 189042.3037 | 180725.7218 | 180209.6415 | 179693.5612 | 179177.4809 | 178661.4005 | 178145.3202 | 177629.2399 | 177113.1596 | 176597.0792 | 176080.9989 | 175564.9186 | 175048.8383 | 174532.758 | 174016.6776 | 173500.5973 | 172984.517 | 172468.4367 | 171952.3563 | 171436.276 | 170920.1957 | 170404.1154
Battery Power Capital Cost ($/kW)
[5 empty] | 2021 | 2022 | 2023 | 2024 | 2025 | 2026 | 2027 | 2028 | 2029 | 2030 | 2031 | 2032 | 2033 | 2034 | 2035 | 2036 | 2037 | 2038 | 2039 | 2040 | 2041 | 2042 | 2043 | 2044 | 2045 | 2046 | 2047 | 2048 | 2049 | 2050
|  |  |  | Advanced | 327.5023 | 957.8767 | 689.0944 | 650.4122 | 617.3189 | 595.0768 | 572.8348 | 550.5927 | 528.3507 | 506.1086 | 496.5912 | 487.0738 | 477.5563 | 468.0389 | 458.5215 | 449.0041 | 439.4867 | 429.9693 | 420.4518 | 410.9344 | 401.417 | 391.8996 | 382.3822 | 372.8648 | 363.3473 | 353.8299 | 344.3125 | 334.7951 | 325.2777 | 315.7602
|  |  |  | Moderate | 327.5023 | 957.8767 | 893.1255 | 837.6016 | 803.0994 | 779.3775 | 755.8768 | 733.8268 | 713.8006 | 694.1035 | 685.4272 | 676.7509 | 668.0746 | 659.3983 | 650.722 | 642.0458 | 633.3695 | 624.6932 | 616.0169 | 607.3406 | 598.6643 | 589.988 | 581.3117 | 572.6354 | 563.9591 | 555.2828 | 546.6065 | 537.9302 | 529.2539 | 520.5776
|  |  |  | Conservative | 327.5023 | 957.8767 | 993.3536 | 1000.449 | 986.2582 | 949.3623 | 912.4663 | 875.5703 | 838.6743 | 801.7783 | 799.4887 | 797.1992 | 794.9096 | 792.6201 | 790.3305 | 788.0409 | 785.7514 | 783.4618 | 781.1723 | 778.8827 | 776.5931 | 774.3036 | 772.014 | 769.7245 | 767.4349 | 765.1454 | 762.8558 | 760.5662 | 758.2767 | 755.9871
Total System Cost ($) = Battery Storage Capacity (kWh) * Battery Energy Cost ($/kWh) + Battery Power Capacity (kW) * Battery Power Cost ($/kW) + Battery Power Constant ($)
|  |  | Technology Classification | Name | 2021: Tech; 2022: Resource; 2023: Scale; 2024: Maturity
|  |  |  | Commercial Battery Storage 1Hr | 2021: Lithium Ion - 1 Hr; 2022: N/A; 2023: Commercial; 2024: Y
|  |  |  | Commercial Battery Storage 2Hr | 2021: Lithium Ion - 2 Hr; 2022: N/A; 2023: Commercial; 2024: Y
|  |  |  | Commercial Battery Storage 4Hr | 2021: Lithium Ion - 4 Hr; 2022: N/A; 2023: Commercial; 2024: Y
|  |  |  | Commercial Battery Storage 6Hr | 2021: Lithium Ion - 6 Hr; 2022: N/A; 2023: Commercial; 2024: Y
|  |  |  | Commercial Battery Storage 8Hr | 2021: Lithium Ion - 8 Hr; 2022: N/A; 2023: Commercial; 2024: Y
Future Projections
All values are given in 2020 U.S. dollars, using the Consumer Price Index (BLS, 2021) for dollar year conversions.
For 30-year life (values in 2020$):
[6 empty] | 2021 | 2022 | 2023 | 2024 | 2025 | 2026 | 2027 | 2028 | 2029 | 2030 | 2031 | 2032 | 2033 | 2034 | 2035 | 2036 | 2037 | 2038 | 2039 | 2040 | 2041 | 2042 | 2043 | 2044 | 2045 | 2046 | 2047 | 2048 | 2049 | 2050
Overnight Capital Cost ($/kW)_Commercial Battery Storage 1Hr_Advanced | Techno-Economic Cost and Performance Parameters |  | Overnight Capital Cost ($/kW) | Commercial Battery Storage 1Hr | Advanced | 1225.2198 | 1582.0524 | 1138.1251 | 1074.2367 | 1019.5788 | 982.8433 | 946.1078 | 909.3723 | 872.6368 | 835.9013 | 820.1821 | 804.4629 | 788.7437 | 773.0245 | 757.3053 | 741.5861 | 725.8669 | 710.1477 | 694.4285 | 678.7093 | 662.9901 | 647.2709 | 631.5517 | 615.8325 | 600.1133 | 584.3941 | 568.6749 | 552.9557 | 537.2365 | 521.5173
Overnight Capital Cost ($/kW)_Commercial Battery Storage 1Hr_Moderate |  |  |  | Commercial Battery Storage 1Hr | Moderate | 1225.2198 | 1582.0524 | 1472.7684 | 1377.1104 | 1319.5811 | 1277.1377 | 1235.7925 | 1197.1562 | 1162.0961 | 1128.0509 | 1113.9503 | 1099.8497 | 1085.749 | 1071.6484 | 1057.5477 | 1043.4471 | 1029.3465 | 1015.2458 | 1001.1452 | 987.0446 | 972.9439 | 958.8433 | 944.7426 | 930.642 | 916.5414 | 902.4407 | 888.3401 | 874.2395 | 860.1388 | 846.0382
Overnight Capital Cost ($/kW)_Commercial Battery Storage 1Hr_Conservative |  |  |  | Commercial Battery Storage 1Hr | Conservative | 1225.2198 | 1582.0524 | 1640.647 | 1652.3659 | 1628.9281 | 1567.9898 | 1507.0514 | 1446.1131 | 1385.1748 | 1324.2365 | 1320.455 | 1316.6735 | 1312.892 | 1309.1105 | 1305.329 | 1301.5476 | 1297.7661 | 1293.9846 | 1290.2031 | 1286.4216 | 1282.6401 | 1278.8586 | 1275.0771 | 1271.2956 | 1267.5142 | 1263.7327 | 1259.9512 | 1256.1697 | 1252.3882 | 1248.6067
Overnight Capital Cost ($/kW)_Commercial Battery Storage 2Hr_Advanced |  |  |  | Commercial Battery Storage 2Hr | Advanced | 1459.8427 | 1846.3761 | 1328.279 | 1253.7163 | 1189.9264 | 1147.0532 | 1104.1801 | 1061.3069 | 1018.4338 | 975.5606 | 957.2151 | 938.8696 | 920.5241 | 902.1786 | 883.8331 | 865.4876 | 847.1421 | 828.7966 | 810.4511 | 792.1056 | 773.7601 | 755.4146 | 737.0691 | 718.7236 | 700.378 | 682.0325 | 663.687 | 645.3415 | 626.996 | 608.6505
Overnight Capital Cost ($/kW)_Commercial Battery Storage 2Hr_Moderate |  |  |  | Commercial Battery Storage 2Hr | Moderate | 1459.8427 | 1846.3761 | 1714.03 | 1596.2739 | 1528.2986 | 1474.4194 | 1422.6422 | 1374.4124 | 1330.6836 | 1288.6728 | 1272.5644 | 1256.4559 | 1240.3475 | 1224.2391 | 1208.1307 | 1192.0223 | 1175.9139 | 1159.8055 | 1143.6971 | 1127.5887 | 1111.4803 | 1095.3719 | 1079.2634 | 1063.155 | 1047.0466 | 1030.9382 | 1014.8298 | 998.7214 | 982.613 | 966.5046
Overnight Capital Cost ($/kW)_Commercial Battery Storage 2Hr_Conservative |  |  |  | Commercial Battery Storage 2Hr | Conservative | 1459.8427 | 1846.3761 | 1914.7604 | 1928.4372 | 1901.0835 | 1829.9638 | 1758.8442 | 1687.7245 | 1616.6048 | 1545.4852 | 1541.0719 | 1536.6586 | 1532.2453 | 1527.832 | 1523.4187 | 1519.0054 | 1514.5922 | 1510.1789 | 1505.7656 | 1501.3523 | 1496.939 | 1492.5257 | 1488.1124 | 1483.6991 | 1479.2859 | 1474.8726 | 1470.4593 | 1466.046 | 1461.6327 | 1457.2194
Overnight Capital Cost ($/kW)_Commercial Battery Storage 4Hr_Advanced |  |  |  | Commercial Battery Storage 4Hr | Advanced | 1929.0886 | 2375.0233 | 1708.5866 | 1612.6755 | 1530.6215 | 1475.4731 | 1420.3247 | 1365.1762 | 1310.0278 | 1254.8794 | 1231.2813 | 1207.6831 | 1184.085 | 1160.4869 | 1136.8888 | 1113.2907 | 1089.6925 | 1066.0944 | 1042.4963 | 1018.8982 | 995.3001 | 971.7019 | 948.1038 | 924.5057 | 900.9076 | 877.3095 | 853.7113 | 830.1132 | 806.5151 | 782.917
Overnight Capital Cost ($/kW)_Commercial Battery Storage 4Hr_Moderate |  |  |  | Commercial Battery Storage 4Hr | Moderate | 1929.0886 | 2375.0233 | 2196.5533 | 2034.6009 | 1945.7335 | 1868.9829 | 1796.3417 | 1728.9246 | 1667.8588 | 1609.9165 | 1589.7925 | 1569.6685 | 1549.5446 | 1529.4206 | 1509.2967 | 1489.1727 | 1469.0488 | 1448.9248 | 1428.8009 | 1408.6769 | 1388.5529 | 1368.429 | 1348.305 | 1328.1811 | 1308.0571 | 1287.9332 | 1267.8092 | 1247.6853 | 1227.5613 | 1207.4373
Overnight Capital Cost ($/kW)_Commercial Battery Storage 4Hr_Conservative |  |  |  | Commercial Battery Storage 4Hr | Conservative | 1929.0886 | 2375.0233 | 2462.9872 | 2480.5799 | 2445.3944 | 2353.912 | 2262.4296 | 2170.9473 | 2079.4649 | 1987.9825 | 1982.3056 | 1976.6287 | 1970.9519 | 1965.275 | 1959.5981 | 1953.9212 | 1948.2443 | 1942.5674 | 1936.8906 | 1931.2137 | 1925.5368 | 1919.8599 | 1914.183 | 1908.5062 | 1902.8293 | 1897.1524 | 1891.4755 | 1885.7986 | 1880.1217 | 1874.4449
Overnight Capital Cost ($/kW)_Commercial Battery Storage 6Hr_Advanced |  |  |  | Commercial Battery Storage 6Hr | Advanced | 2398.3344 | 2903.6706 | 2088.8943 | 1971.6347 | 1871.3167 | 1803.893 | 1736.4692 | 1669.0455 | 1601.6218 | 1534.1981 | 1505.3474 | 1476.4967 | 1447.6459 | 1418.7952 | 1389.9445 | 1361.0937 | 1332.243 | 1303.3923 | 1274.5415 | 1245.6908 | 1216.8401 | 1187.9893 | 1159.1386 | 1130.2879 | 1101.4371 | 1072.5864 | 1043.7357 | 1014.8849 | 986.0342 | 957.1835
Overnight Capital Cost ($/kW)_Commercial Battery Storage 6Hr_Moderate |  |  |  | Commercial Battery Storage 6Hr | Moderate | 2398.3344 | 2903.6706 | 2679.0766 | 2472.9278 | 2363.1684 | 2263.5464 | 2170.0411 | 2083.4369 | 2005.034 | 1931.1601 | 1907.0206 | 1882.8811 | 1858.7416 | 1834.6021 | 1810.4626 | 1786.3231 | 1762.1836 | 1738.0441 | 1713.9046 | 1689.7651 | 1665.6256 | 1641.4861 | 1617.3466 | 1593.2071 | 1569.0676 | 1544.9281 | 1520.7886 | 1496.6491 | 1472.5096 | 1448.3701
Overnight Capital Cost ($/kW)_Commercial Battery Storage 6Hr_Conservative |  |  |  | Commercial Battery Storage 6Hr | Conservative | 2398.3344 | 2903.6706 | 3011.214 | 3032.7226 | 2989.7053 | 2877.8602 | 2766.0151 | 2654.17 | 2542.3249 | 2430.4798 | 2423.5394 | 2416.5989 | 2409.6584 | 2402.7179 | 2395.7775 | 2388.837 | 2381.8965 | 2374.956 | 2368.0155 | 2361.0751 | 2354.1346 | 2347.1941 | 2340.2536 | 2333.3132 | 2326.3727 | 2319.4322 | 2312.4917 | 2305.5512 | 2298.6108 | 2291.6703
Overnight Capital Cost ($/kW)_Commercial Battery Storage 8Hr_Advanced |  |  |  | Commercial Battery Storage 8Hr | Advanced | 2867.5803 | 3432.3179 | 2469.202 | 2330.5939 | 2212.0118 | 2132.3128 | 2052.6138 | 1972.9148 | 1893.2159 | 1813.5169 | 1779.4135 | 1745.3102 | 1711.2068 | 1677.1035 | 1643.0001 | 1608.8968 | 1574.7935 | 1540.6901 | 1506.5868 | 1472.4834 | 1438.3801 | 1404.2767 | 1370.1734 | 1336.07 | 1301.9667 | 1267.8633 | 1233.76 | 1199.6566 | 1165.5533 | 1131.4499
Overnight Capital Cost ($/kW)_Commercial Battery Storage 8Hr_Moderate |  |  |  | Commercial Battery Storage 8Hr | Moderate | 2867.5803 | 3432.3179 | 3161.5999 | 2911.2548 | 2780.6033 | 2658.1099 | 2543.7406 | 2437.9492 | 2342.2092 | 2252.4038 | 2224.2488 | 2196.0937 | 2167.9387 | 2139.7836 | 2111.6286 | 2083.4735 | 2055.3185 | 2027.1635 | 1999.0084 | 1970.8534 | 1942.6983 | 1914.5433 | 1886.3882 | 1858.2332 | 1830.0781 | 1801.9231 | 1773.768 | 1745.613 | 1717.4579 | 1689.3029
Overnight Capital Cost ($/kW)_Commercial Battery Storage 8Hr_Conservative |  |  |  | Commercial Battery Storage 8Hr | Conservative | 2867.5803 | 3432.3179 | 3559.4408 | 3584.8653 | 3534.0162 | 3401.8084 | 3269.6006 | 3137.3928 | 3005.185 | 2872.9772 | 2864.7731 | 2856.569 | 2848.365 | 2840.1609 | 2831.9568 | 2823.7527 | 2815.5487 | 2807.3446 | 2799.1405 | 2790.9365 | 2782.7324 | 2774.5283 | 2766.3242 | 2758.1202 | 2749.9161 | 2741.712 | 2733.5079 | 2725.3039 | 2717.0998 | 2708.8957
[6 empty] | 2021 | 2022 | 2023 | 2024 | 2025 | 2026 | 2027 | 2028 | 2029 | 2030 | 2031 | 2032 | 2033 | 2034 | 2035 | 2036 | 2037 | 2038 | 2039 | 2040 | 2041 | 2042 | 2043 | 2044 | 2045 | 2046 | 2047 | 2048 | 2049 | 2050
|  |  | Total Installed Cost ($) | Commercial Battery Storage 1Hr | Advanced | 735131.8503 | 949231.4672 | 682875.0614 | 644542.0002 | 611747.2996 | 589705.9907 | 567664.6818 | 545623.373 | 523582.0641 | 501540.7552 | 492109.2361 | 482677.717 | 473246.1979 | 463814.6788 | 454383.1597 | 444951.6406 | 435520.1215 | 426088.6023 | 416657.0832 | 407225.5641 | 397794.045 | 388362.5259 | 378931.0068 | 369499.4877 | 360067.9686 | 350636.4495 | 341204.9304 | 331773.4112 | 322341.8921 | 312910.373
|  |  |  | Commercial Battery Storage 1Hr | Moderate | 735131.8503 | 949231.4672 | 883661.0248 | 826266.2695 | 791748.6679 | 766282.6185 | 741475.4933 | 718293.7365 | 697257.6313 | 676830.5546 | 668370.1727 | 659909.7908 | 651449.4088 | 642989.0269 | 634528.645 | 626068.263 | 617607.8811 | 609147.4992 | 600687.1172 | 592226.7353 | 583766.3534 | 575305.9714 | 566845.5895 | 558385.2076 | 549924.8256 | 541464.4437 | 533004.0618 | 524543.6798 | 516083.2979 | 507622.916
|  |  |  | Commercial Battery Storage 1Hr | Conservative | 735131.8503 | 949231.4672 | 984388.1882 | 991419.5324 | 977356.844 | 940793.8541 | 904230.8643 | 867667.8744 | 831104.8846 | 794541.8947 | 792273.0011 | 790004.1075 | 787735.2139 | 785466.3202 | 783197.4266 | 780928.533 | 778659.6394 | 776390.7457 | 774121.8521 | 771852.9585 | 769584.0649 | 767315.1712 | 765046.2776 | 762777.384 | 760508.4904 | 758239.5968 | 755970.7031 | 753701.8095 | 751432.9159 | 749164.0223
|  |  |  | Commercial Battery Storage 2Hr | Advanced | 875905.6129 | 1107825.6471 | 796967.3709 | 752229.7597 | 713955.8384 | 688231.9469 | 662508.0554 | 636784.1639 | 611060.2725 | 585336.381 | 574329.0776 | 563321.7742 | 552314.4707 | 541307.1673 | 530299.8639 | 519292.5605 | 508285.2571 | 497277.9537 | 486270.6503 | 475263.3469 | 464256.0435 | 453248.7401 | 442241.4367 | 431234.1333 | 420226.8299 | 409219.5265 | 398212.2231 | 387204.9197 | 376197.6163 | 365190.3129
|  |  |  | Commercial Battery Storage 2Hr | Moderate | 875905.6129 | 1107825.6471 | 1028418.0096 | 957764.3563 | 916979.1393 | 884651.6607 | 853585.3323 | 824647.4174 | 798410.1889 | 773203.6615 | 763538.6157 | 753873.5699 | 744208.5242 | 734543.4784 | 724878.4326 | 715213.3869 | 705548.3411 | 695883.2953 | 686218.2496 | 676553.2038 | 666888.158 | 657223.1123 | 647558.0665 | 637893.0207 | 628227.975 | 618562.9292 | 608897.8834 | 599232.8376 | 589567.7919 | 579902.7461
|  |  |  | Commercial Battery Storage 2Hr | Conservative | 875905.6129 | 1107825.6471 | 1148856.2266 | 1157062.3425 | 1140650.1107 | 1097978.308 | 1055306.5053 | 1012634.7026 | 969962.8999 | 927291.0972 | 924643.125 | 921995.1528 | 919347.1805 | 916699.2083 | 914051.2361 | 911403.2639 | 908755.2917 | 906107.3195 | 903459.3473 | 900811.3751 | 898163.4029 | 895515.4306 | 892867.4584 | 890219.4862 | 887571.514 | 884923.5418 | 882275.5696 | 879627.5974 | 876979.6252 | 874331.653
|  |  |  | Commercial Battery Storage 4Hr | Advanced | 1157453.1381 | 1425014.0069 | 1025151.9899 | 967605.2786 | 918372.9161 | 885283.8594 | 852194.8026 | 819105.7459 | 786016.6892 | 752927.6325 | 738768.7605 | 724609.8885 | 710451.0165 | 696292.1445 | 682133.2725 | 667974.4005 | 653815.5285 | 639656.6565 | 625497.7845 | 611338.9125 | 597180.0405 | 583021.1685 | 568862.2965 | 554703.4245 | 540544.5525 | 526385.6805 | 512226.8085 | 498067.9365 | 483909.0645 | 469750.1925
|  |  |  | Commercial Battery Storage 4Hr | Moderate | 1157453.1381 | 1425014.0069 | 1317931.9793 | 1220760.53 | 1167440.082 | 1121389.745 | 1077805.0104 | 1037354.7793 | 1000715.3041 | 965949.8752 | 953875.5017 | 941801.1283 | 929726.7549 | 917652.3814 | 905578.008 | 893503.6345 | 881429.2611 | 869354.8877 | 857280.5142 | 845206.1408 | 833131.7673 | 821057.3939 | 808983.0205 | 796908.647 | 784834.2736 | 772759.9001 | 760685.5267 | 748611.1533 | 736536.7798 | 724462.4064
|  |  |  | Commercial Battery Storage 4Hr | Conservative | 1157453.1381 | 1425014.0069 | 1477792.3034 | 1488347.9628 | 1467236.6441 | 1412347.2157 | 1357457.7873 | 1302568.3589 | 1247678.9305 | 1192789.5021 | 1189383.3727 | 1185977.2433 | 1182571.1139 | 1179164.9845 | 1175758.8551 | 1172352.7258 | 1168946.5964 | 1165540.467 | 1162134.3376 | 1158728.2082 | 1155322.0788 | 1151915.9494 | 1148509.82 | 1145103.6907 | 1141697.5613 | 1138291.4319 | 1134885.3025 | 1131479.1731 | 1128073.0437 | 1124666.9143
|  |  |  | Commercial Battery Storage 6Hr | Advanced | 1439000.6634 | 1742202.3667 | 1253336.6089 | 1182980.7976 | 1122789.9938 | 1082335.7718 | 1041881.5499 | 1001427.3279 | 960973.1059 | 920518.8839 | 903208.4434 | 885898.0028 | 868587.5622 | 851277.1216 | 833966.681 | 816656.2404 | 799345.7998 | 782035.3592 | 764724.9187 | 747414.4781 | 730104.0375 | 712793.5969 | 695483.1563 | 678172.7157 | 660862.2751 | 643551.8346 | 626241.394 | 608930.9534 | 591620.5128 | 574310.0722
|  |  |  | Commercial Battery Storage 6Hr | Moderate | 1439000.6634 | 1742202.3667 | 1607445.949 | 1483756.7036 | 1417901.0248 | 1358127.8293 | 1302024.6885 | 1250062.1411 | 1203020.4194 | 1158696.0889 | 1144212.3878 | 1129728.6867 | 1115244.9856 | 1100761.2844 | 1086277.5833 | 1071793.8822 | 1057310.1811 | 1042826.48 | 1028342.7789 | 1013859.0778 | 999375.3767 | 984891.6756 | 970407.9744 | 955924.2733 | 941440.5722 | 926956.8711 | 912473.17 | 897989.4689 | 883505.7678 | 869022.0667
|  |  |  | Commercial Battery Storage 6Hr | Conservative | 1439000.6634 | 1742202.3667 | 1806728.3803 | 1819633.583 | 1793823.1776 | 1726716.1235 | 1659609.0693 | 1592502.0152 | 1525394.9611 | 1458287.907 | 1454123.6204 | 1449959.3338 | 1445795.0473 | 1441630.7607 | 1437466.4742 | 1433302.1876 | 1429137.901 | 1424973.6145 | 1420809.3279 | 1416645.0413 | 1412480.7548 | 1408316.4682 | 1404152.1817 | 1399987.8951 | 1395823.6085 | 1391659.322 | 1387495.0354 | 1383330.7489 | 1379166.4623 | 1375002.1757
|  |  |  | Commercial Battery Storage 8Hr | Advanced | 1720548.1886 | 2059390.7265 | 1481521.2279 | 1398356.3166 | 1327207.0715 | 1279387.6843 | 1231568.2971 | 1183748.9099 | 1135929.5226 | 1088110.1354 | 1067648.1262 | 1047186.1171 | 1026724.1079 | 1006262.0987 | 985800.0895 | 965338.0804 | 944876.0712 | 924414.062 | 903952.0528 | 883490.0437 | 863028.0345 | 842566.0253 | 822104.0161 | 801642.007 | 781179.9978 | 760717.9886 | 740255.9794 | 719793.9702 | 699331.9611 | 678869.9519
|  |  |  | Commercial Battery Storage 8Hr | Moderate | 1720548.1886 | 2059390.7265 | 1896959.9186 | 1746752.8773 | 1668361.9676 | 1594865.9137 | 1526244.3666 | 1462769.503 | 1405325.5346 | 1351442.3026 | 1334549.2738 | 1317656.245 | 1300763.2162 | 1283870.1875 | 1266977.1587 | 1250084.1299 | 1233191.1011 | 1216298.0723 | 1199405.0436 | 1182512.0148 | 1165618.986 | 1148725.9572 | 1131832.9284 | 1114939.8996 | 1098046.8709 | 1081153.8421 | 1064260.8133 | 1047367.7845 | 1030474.7557 | 1013581.7269
|  |  |  | Commercial Battery Storage 8Hr | Conservative | 1720548.1886 | 2059390.7265 | 2135664.4572 | 2150919.2033 | 2120409.711 | 2041085.0312 | 1961760.3514 | 1882435.6715 | 1803110.9917 | 1723786.3118 | 1718863.8681 | 1713941.4244 | 1709018.9806 | 1704096.5369 | 1699174.0932 | 1694251.6494 | 1689329.2057 | 1684406.762 | 1679484.3182 | 1674561.8745 | 1669639.4308 | 1664716.987 | 1659794.5433 | 1654872.0995 | 1649949.6558 | 1645027.2121 | 1640104.7683 | 1635182.3246 | 1630259.8809 | 1625337.4371
[6 empty] | 2021 | 2022 | 2023 | 2024 | 2025 | 2026 | 2027 | 2028 | 2029 | 2030 | 2031 | 2032 | 2033 | 2034 | 2035 | 2036 | 2037 | 2038 | 2039 | 2040 | 2041 | 2042 | 2043 | 2044 | 2045 | 2046 | 2047 | 2048 | 2049 | 2050
Fixed Operation and Maintenance Expenses ($/kW-yr)_Commercial Battery Storage 1Hr_Advanced |  |  | Fixed Operation and Maintenance Expenses ($/kW-yr) | Commercial Battery Storage 1Hr | Advanced | 30.6305 | 39.5513 | 28.4531 | 26.8559 | 25.4895 | 24.5711 | 23.6527 | 22.7343 | 21.8159 | 20.8975 | 20.5046 | 20.1116 | 19.7186 | 19.3256 | 18.9326 | 18.5397 | 18.1467 | 17.7537 | 17.3607 | 16.9677 | 16.5748 | 16.1818 | 15.7888 | 15.3958 | 15.0028 | 14.6099 | 14.2169 | 13.8239 | 13.4309 | 13.0379
Fixed Operation and Maintenance Expenses ($/kW-yr)_Commercial Battery Storage 1Hr_Moderate |  |  |  | Commercial Battery Storage 1Hr | Moderate | 30.6305 | 39.5513 | 36.8192 | 34.4278 | 32.9895 | 31.9284 | 30.8948 | 29.9289 | 29.0524 | 28.2013 | 27.8488 | 27.4962 | 27.1437 | 26.7912 | 26.4387 | 26.0862 | 25.7337 | 25.3811 | 25.0286 | 24.6761 | 24.3236 | 23.9711 | 23.6186 | 23.2661 | 22.9135 | 22.561 | 22.2085 | 21.856 | 21.5035 | 21.151
Fixed Operation and Maintenance Expenses ($/kW-yr)_Commercial Battery Storage 1Hr_Conservative |  |  |  | Commercial Battery Storage 1Hr | Conservative | 30.6305 | 39.5513 | 41.0162 | 41.3091 | 40.7232 | 39.1997 | 37.6763 | 36.1528 | 34.6294 | 33.1059 | 33.0114 | 32.9168 | 32.8223 | 32.7278 | 32.6332 | 32.5387 | 32.4442 | 32.3496 | 32.2551 | 32.1605 | 32.066 | 31.9715 | 31.8769 | 31.7824 | 31.6879 | 31.5933 | 31.4988 | 31.4042 | 31.3097 | 31.2152
Fixed Operation and Maintenance Expenses ($/kW-yr)_Commercial Battery Storage 2Hr_Advanced |  |  |  | Commercial Battery Storage 2Hr | Advanced | 36.4961 | 46.1594 | 33.207 | 31.3429 | 29.7482 | 28.6763 | 27.6045 | 26.5327 | 25.4608 | 24.389 | 23.9304 | 23.4717 | 23.0131 | 22.5545 | 22.0958 | 21.6372 | 21.1786 | 20.7199 | 20.2613 | 19.8026 | 19.344 | 18.8854 | 18.4267 | 17.9681 | 17.5095 | 17.0508 | 16.5922 | 16.1335 | 15.6749 | 15.2163
Fixed Operation and Maintenance Expenses ($/kW-yr)_Commercial Battery Storage 2Hr_Moderate |  |  |  | Commercial Battery Storage 2Hr | Moderate | 36.4961 | 46.1594 | 42.8508 | 39.9068 | 38.2075 | 36.8605 | 35.5661 | 34.3603 | 33.2671 | 32.2168 | 31.8141 | 31.4114 | 31.0087 | 30.606 | 30.2033 | 29.8006 | 29.3978 | 28.9951 | 28.5924 | 28.1897 | 27.787 | 27.3843 | 26.9816 | 26.5789 | 26.1762 | 25.7735 | 25.3707 | 24.968 | 24.5653 | 24.1626
Fixed Operation and Maintenance Expenses ($/kW-yr)_Commercial Battery Storage 2Hr_Conservative |  |  |  | Commercial Battery Storage 2Hr | Conservative | 36.4961 | 46.1594 | 47.869 | 48.2109 | 47.5271 | 45.7491 | 43.9711 | 42.1931 | 40.4151 | 38.6371 | 38.5268 | 38.4165 | 38.3061 | 38.1958 | 38.0855 | 37.9751 | 37.8648 | 37.7545 | 37.6441 | 37.5338 | 37.4235 | 37.3131 | 37.2028 | 37.0925 | 36.9821 | 36.8718 | 36.7615 | 36.6511 | 36.5408 | 36.4305
Fixed Operation and Maintenance Expenses ($/kW-yr)_Commercial Battery Storage 4Hr_Advanced |  |  |  | Commercial Battery Storage 4Hr | Advanced | 48.2272 | 59.3756 | 42.7147 | 40.3169 | 38.2655 | 36.8868 | 35.5081 | 34.1294 | 32.7507 | 31.372 | 30.782 | 30.1921 | 29.6021 | 29.0122 | 28.4222 | 27.8323 | 27.2423 | 26.6524 | 26.0624 | 25.4725 | 24.8825 | 24.2925 | 23.7026 | 23.1126 | 22.5227 | 21.9327 | 21.3428 | 20.7528 | 20.1629 | 19.5729
Fixed Operation and Maintenance Expenses ($/kW-yr)_Commercial Battery Storage 4Hr_Moderate |  |  |  | Commercial Battery Storage 4Hr | Moderate | 48.2272 | 59.3756 | 54.9138 | 50.865 | 48.6433 | 46.7246 | 44.9085 | 43.2231 | 41.6965 | 40.2479 | 39.7448 | 39.2417 | 38.7386 | 38.2355 | 37.7324 | 37.2293 | 36.7262 | 36.2231 | 35.72 | 35.2169 | 34.7138 | 34.2107 | 33.7076 | 33.2045 | 32.7014 | 32.1983 | 31.6952 | 31.1921 | 30.689 | 30.1859
Fixed Operation and Maintenance Expenses ($/kW-yr)_Commercial Battery Storage 4Hr_Conservative |  |  |  | Commercial Battery Storage 4Hr | Conservative | 48.2272 | 59.3756 | 61.5747 | 62.0145 | 61.1349 | 58.8478 | 56.5607 | 54.2737 | 51.9866 | 49.6996 | 49.5576 | 49.4157 | 49.2738 | 49.1319 | 48.99 | 48.848 | 48.7061 | 48.5642 | 48.4223 | 48.2803 | 48.1384 | 47.9965 | 47.8546 | 47.7127 | 47.5707 | 47.4288 | 47.2869 | 47.145 | 47.003 | 46.8611
Fixed Operation and Maintenance Expenses ($/kW-yr)_Commercial Battery Storage 6Hr_Advanced |  |  |  | Commercial Battery Storage 6Hr | Advanced | 59.9584 | 72.5918 | 52.2224 | 49.2909 | 46.7829 | 45.0973 | 43.4117 | 41.7261 | 40.0405 | 38.355 | 37.6337 | 36.9124 | 36.1911 | 35.4699 | 34.7486 | 34.0273 | 33.3061 | 32.5848 | 31.8635 | 31.1423 | 30.421 | 29.6997 | 28.9785 | 28.2572 | 27.5359 | 26.8147 | 26.0934 | 25.3721 | 24.6509 | 23.9296
Fixed Operation and Maintenance Expenses ($/kW-yr)_Commercial Battery Storage 6Hr_Moderate |  |  |  | Commercial Battery Storage 6Hr | Moderate | 59.9584 | 72.5918 | 66.9769 | 61.8232 | 59.0792 | 56.5887 | 54.251 | 52.0859 | 50.1259 | 48.279 | 47.6755 | 47.072 | 46.4685 | 45.8651 | 45.2616 | 44.6581 | 44.0546 | 43.4511 | 42.8476 | 42.2441 | 41.6406 | 41.0372 | 40.4337 | 39.8302 | 39.2267 | 38.6232 | 38.0197 | 37.4162 | 36.8127 | 36.2093
Fixed Operation and Maintenance Expenses ($/kW-yr)_Commercial Battery Storage 6Hr_Conservative |  |  |  | Commercial Battery Storage 6Hr | Conservative | 59.9584 | 72.5918 | 75.2803 | 75.8181 | 74.7426 | 71.9465 | 69.1504 | 66.3543 | 63.5581 | 60.762 | 60.5885 | 60.415 | 60.2415 | 60.0679 | 59.8944 | 59.7209 | 59.5474 | 59.3739 | 59.2004 | 59.0269 | 58.8534 | 58.6799 | 58.5063 | 58.3328 | 58.1593 | 57.9858 | 57.8123 | 57.6388 | 57.4653 | 57.2918
Fixed Operation and Maintenance Expenses ($/kW-yr)_Commercial Battery Storage 8Hr_Advanced |  |  |  | Commercial Battery Storage 8Hr | Advanced | 71.6895 | 85.8079 | 61.7301 | 58.2648 | 55.3003 | 53.3078 | 51.3153 | 49.3229 | 47.3304 | 45.3379 | 44.4853 | 43.6328 | 42.7802 | 41.9276 | 41.075 | 40.2224 | 39.3698 | 38.5173 | 37.6647 | 36.8121 | 35.9595 | 35.1069 | 34.2543 | 33.4018 | 32.5492 | 31.6966 | 30.844 | 29.9914 | 29.1388 | 28.2862
Fixed Operation and Maintenance Expenses ($/kW-yr)_Commercial Battery Storage 8Hr_Moderate |  |  |  | Commercial Battery Storage 8Hr | Moderate | 71.6895 | 85.8079 | 79.04 | 72.7814 | 69.5151 | 66.4527 | 63.5935 | 60.9487 | 58.5552 | 56.3101 | 55.6062 | 54.9023 | 54.1985 | 53.4946 | 52.7907 | 52.0868 | 51.383 | 50.6791 | 49.9752 | 49.2713 | 48.5675 | 47.8636 | 47.1597 | 46.4558 | 45.752 | 45.0481 | 44.3442 | 43.6403 | 42.9364 | 42.2326
Fixed Operation and Maintenance Expenses ($/kW-yr)_Commercial Battery Storage 8Hr_Conservative |  |  |  | Commercial Battery Storage 8Hr | Conservative | 71.6895 | 85.8079 | 88.986 | 89.6216 | 88.3504 | 85.0452 | 81.74 | 78.4348 | 75.1296 | 71.8244 | 71.6193 | 71.4142 | 71.2091 | 71.004 | 70.7989 | 70.5938 | 70.3887 | 70.1836 | 69.9785 | 69.7734 | 69.5683 | 69.3632 | 69.1581 | 68.953 | 68.7479 | 68.5428 | 68.3377 | 68.1326 | 67.9275 | 67.7224
[6 empty] | 2021 | 2022 | 2023 | 2024 | 2025 | 2026 | 2027 | 2028 | 2029 | 2030 | 2031 | 2032 | 2033 | 2034 | 2035 | 2036 | 2037 | 2038 | 2039 | 2040 | 2041 | 2042 | 2043 | 2044 | 2045 | 2046 | 2047 | 2048 | 2049 | 2050
|  |  | Variable Operation and Maintenance Expenses ($/MWh) | Commercial Battery Storage 1Hr | Advanced | 0 | 0 | 0 | 0 | 0 | 0 | 0 | 0 | 0 | 0 | 0 | 0 | 0 | 0 | 0 | 0 | 0 | 0 | 0 | 0 | 0 | 0 | 0 | 0 | 0 | 0 | 0 | 0 | 0 | 0
|  |  |  | Commercial Battery Storage 1Hr | Moderate | 0 | 0 | 0 | 0 | 0 | 0 | 0 | 0 | 0 | 0 | 0 | 0 | 0 | 0 | 0 | 0 | 0 | 0 | 0 | 0 | 0 | 0 | 0 | 0 | 0 | 0 | 0 | 0 | 0 | 0
|  |  |  | Commercial Battery Storage 1Hr | Conservative | 0 | 0 | 0 | 0 | 0 | 0 | 0 | 0 | 0 | 0 | 0 | 0 | 0 | 0 | 0 | 0 | 0 | 0 | 0 | 0 | 0 | 0 | 0 | 0 | 0 | 0 | 0 | 0 | 0 | 0
|  |  |  | Commercial Battery Storage 2Hr | Advanced | 0 | 0 | 0 | 0 | 0 | 0 | 0 | 0 | 0 | 0 | 0 | 0 | 0 | 0 | 0 | 0 | 0 | 0 | 0 | 0 | 0 | 0 | 0 | 0 | 0 | 0 | 0 | 0 | 0 | 0
|  |  |  | Commercial Battery Storage 2Hr | Moderate | 0 | 0 | 0 | 0 | 0 | 0 | 0 | 0 | 0 | 0 | 0 | 0 | 0 | 0 | 0 | 0 | 0 | 0 | 0 | 0 | 0 | 0 | 0 | 0 | 0 | 0 | 0 | 0 | 0 | 0
|  |  |  | Commercial Battery Storage 2Hr | Conservative | 0 | 0 | 0 | 0 | 0 | 0 | 0 | 0 | 0 | 0 | 0 | 0 | 0 | 0 | 0 | 0 | 0 | 0 | 0 | 0 | 0 | 0 | 0 | 0 | 0 | 0 | 0 | 0 | 0 | 0
|  |  |  | Commercial Battery Storage 4Hr | Advanced | 0 | 0 | 0 | 0 | 0 | 0 | 0 | 0 | 0 | 0 | 0 | 0 | 0 | 0 | 0 | 0 | 0 | 0 | 0 | 0 | 0 | 0 | 0 | 0 | 0 | 0 | 0 | 0 | 0 | 0
|  |  |  | Commercial Battery Storage 4Hr | Moderate | 0 | 0 | 0 | 0 | 0 | 0 | 0 | 0 | 0 | 0 | 0 | 0 | 0 | 0 | 0 | 0 | 0 | 0 | 0 | 0 | 0 | 0 | 0 | 0 | 0 | 0 | 0 | 0 | 0 | 0
|  |  |  | Commercial Battery Storage 4Hr | Conservative | 0 | 0 | 0 | 0 | 0 | 0 | 0 | 0 | 0 | 0 | 0 | 0 | 0 | 0 | 0 | 0 | 0 | 0 | 0 | 0 | 0 | 0 | 0 | 0 | 0 | 0 | 0 | 0 | 0 | 0
|  |  |  | Commercial Battery Storage 6Hr | Advanced | 0 | 0 | 0 | 0 | 0 | 0 | 0 | 0 | 0 | 0 | 0 | 0 | 0 | 0 | 0 | 0 | 0 | 0 | 0 | 0 | 0 | 0 | 0 | 0 | 0 | 0 | 0 | 0 | 0 | 0
|  |  |  | Commercial Battery Storage 6Hr | Moderate | 0 | 0 | 0 | 0 | 0 | 0 | 0 | 0 | 0 | 0 | 0 | 0 | 0 | 0 | 0 | 0 | 0 | 0 | 0 | 0 | 0 | 0 | 0 | 0 | 0 | 0 | 0 | 0 | 0 | 0
|  |  |  | Commercial Battery Storage 6Hr | Conservative | 0 | 0 | 0 | 0 | 0 | 0 | 0 | 0 | 0 | 0 | 0 | 0 | 0 | 0 | 0 | 0 | 0 | 0 | 0 | 0 | 0 | 0 | 0 | 0 | 0 | 0 | 0 | 0 | 0 | 0
|  |  |  | Commercial Battery Storage 8Hr | Advanced | 0 | 0 | 0 | 0 | 0 | 0 | 0 | 0 | 0 | 0 | 0 | 0 | 0 | 0 | 0 | 0 | 0 | 0 | 0 | 0 | 0 | 0 | 0 | 0 | 0 | 0 | 0 | 0 | 0 | 0
|  |  |  | Commercial Battery Storage 8Hr | Moderate | 0 | 0 | 0 | 0 | 0 | 0 | 0 | 0 | 0 | 0 | 0 | 0 | 0 | 0 | 0 | 0 | 0 | 0 | 0 | 0 | 0 | 0 | 0 | 0 | 0 | 0 | 0 | 0 | 0 | 0
|  |  |  | Commercial Battery Storage 8Hr | Conservative | 0 | 0 | 0 | 0 | 0 | 0 | 0 | 0 | 0 | 0 | 0 | 0 | 0 | 0 | 0 | 0 | 0 | 0 | 0 | 0 | 0 | 0 | 0 | 0 | 0 | 0 | 0 | 0 | 0 | 0
[6 empty] | 2021 | 2022 | 2023 | 2024 | 2025 | 2026 | 2027 | 2028 | 2029 | 2030 | 2031 | 2032 | 2033 | 2034 | 2035 | 2036 | 2037 | 2038 | 2039 | 2040 | 2041 | 2042 | 2043 | 2044 | 2045 | 2046 | 2047 | 2048 | 2049 | 2050
|  |  | Round-Trip Efficiency | Commercial Battery Storage 1Hr | Advanced | 85% | 85% | 85% | 85% | 85% | 85% | 85% | 85% | 85% | 85% | 85% | 85% | 85% | 85% | 85% | 85% | 85% | 85% | 85% | 85% | 85% | 85% | 85% | 85% | 85% | 85% | 85% | 85% | 85% | 85%
|  |  |  | Commercial Battery Storage 1Hr | Moderate | 85% | 85% | 85% | 85% | 85% | 85% | 85% | 85% | 85% | 85% | 85% | 85% | 85% | 85% | 85% | 85% | 85% | 85% | 85% | 85% | 85% | 85% | 85% | 85% | 85% | 85% | 85% | 85% | 85% | 85%
|  |  |  | Commercial Battery Storage 1Hr | Conservative | 85% | 85% | 85% | 85% | 85% | 85% | 85% | 85% | 85% | 85% | 85% | 85% | 85% | 85% | 85% | 85% | 85% | 85% | 85% | 85% | 85% | 85% | 85% | 85% | 85% | 85% | 85% | 85% | 85% | 85%
|  |  |  | Commercial Battery Storage 2Hr | Advanced | 85% | 85% | 85% | 85% | 85% | 85% | 85% | 85% | 85% | 85% | 85% | 85% | 85% | 85% | 85% | 85% | 85% | 85% | 85% | 85% | 85% | 85% | 85% | 85% | 85% | 85% | 85% | 85% | 85% | 85%
|  |  |  | Commercial Battery Storage 2Hr | Moderate | 85% | 85% | 85% | 85% | 85% | 85% | 85% | 85% | 85% | 85% | 85% | 85% | 85% | 85% | 85% | 85% | 85% | 85% | 85% | 85% | 85% | 85% | 85% | 85% | 85% | 85% | 85% | 85% | 85% | 85%
|  |  |  | Commercial Battery Storage 2Hr | Conservative | 85% | 85% | 85% | 85% | 85% | 85% | 85% | 85% | 85% | 85% | 85% | 85% | 85% | 85% | 85% | 85% | 85% | 85% | 85% | 85% | 85% | 85% | 85% | 85% | 85% | 85% | 85% | 85% | 85% | 85%
|  |  |  | Commercial Battery Storage 4Hr | Advanced | 85% | 85% | 85% | 85% | 85% | 85% | 85% | 85% | 85% | 85% | 85% | 85% | 85% | 85% | 85% | 85% | 85% | 85% | 85% | 85% | 85% | 85% | 85% | 85% | 85% | 85% | 85% | 85% | 85% | 85%
|  |  |  | Commercial Battery Storage 4Hr | Moderate | 85% | 85% | 85% | 85% | 85% | 85% | 85% | 85% | 85% | 85% | 85% | 85% | 85% | 85% | 85% | 85% | 85% | 85% | 85% | 85% | 85% | 85% | 85% | 85% | 85% | 85% | 85% | 85% | 85% | 85%
|  |  |  | Commercial Battery Storage 4Hr | Conservative | 85% | 85% | 85% | 85% | 85% | 85% | 85% | 85% | 85% | 85% | 85% | 85% | 85% | 85% | 85% | 85% | 85% | 85% | 85% | 85% | 85% | 85% | 85% | 85% | 85% | 85% | 85% | 85% | 85% | 85%
|  |  |  | Commercial Battery Storage 6Hr | Advanced | 85% | 85% | 85% | 85% | 85% | 85% | 85% | 85% | 85% | 85% | 85% | 85% | 85% | 85% | 85% | 85% | 85% | 85% | 85% | 85% | 85% | 85% | 85% | 85% | 85% | 85% | 85% | 85% | 85% | 85%
|  |  |  | Commercial Battery Storage 6Hr | Moderate | 85% | 85% | 85% | 85% | 85% | 85% | 85% | 85% | 85% | 85% | 85% | 85% | 85% | 85% | 85% | 85% | 85% | 85% | 85% | 85% | 85% | 85% | 85% | 85% | 85% | 85% | 85% | 85% | 85% | 85%
|  |  |  | Commercial Battery Storage 6Hr | Conservative | 85% | 85% | 85% | 85% | 85% | 85% | 85% | 85% | 85% | 85% | 85% | 85% | 85% | 85% | 85% | 85% | 85% | 85% | 85% | 85% | 85% | 85% | 85% | 85% | 85% | 85% | 85% | 85% | 85% | 85%
|  |  |  | Commercial Battery Storage 8Hr | Advanced | 85% | 85% | 85% | 85% | 85% | 85% | 85% | 85% | 85% | 85% | 85% | 85% | 85% | 85% | 85% | 85% | 85% | 85% | 85% | 85% | 85% | 85% | 85% | 85% | 85% | 85% | 85% | 85% | 85% | 85%
|  |  |  | Commercial Battery Storage 8Hr | Moderate | 85% | 85% | 85% | 85% | 85% | 85% | 85% | 85% | 85% | 85% | 85% | 85% | 85% | 85% | 85% | 85% | 85% | 85% | 85% | 85% | 85% | 85% | 85% | 85% | 85% | 85% | 85% | 85% | 85% | 85%
|  |  |  | Commercial Battery Storage 8Hr | Conservative | 85% | 85% | 85% | 85% | 85% | 85% | 85% | 85% | 85% | 85% | 85% | 85% | 85% | 85% | 85% | 85% | 85% | 85% | 85% | 85% | 85% | 85% | 85% | 85% | 85% | 85% | 85% | 85% | 85% | 85%
[6 empty] | 2021 | 2022 | 2023 | 2024 | 2025 | 2026 | 2027 | 2028 | 2029 | 2030 | 2031 | 2032 | 2033 | 2034 | 2035 | 2036 | 2037 | 2038 | 2039 | 2040 | 2041 | 2042 | 2043 | 2044 | 2045 | 2046 | 2047 | 2048 | 2049 | 2050
Capacity Factor (%)_Commercial Battery Storage 1Hr_Advanced |  |  | Capacity Factor (%) | Commercial Battery Storage 1Hr | Advanced | 8.3% | 8.3% | 8.3% | 8.3% | 8.3% | 8.3% | 8.3% | 8.3% | 8.3% | 8.3% | 8.3% | 8.3% | 8.3% | 8.3% | 8.3% | 8.3% | 8.3% | 8.3% | 8.3% | 8.3% | 8.3% | 8.3% | 8.3% | 8.3% | 8.3% | 8.3% | 8.3% | 8.3% | 8.3% | 8.3%
Capacity Factor (%)_Commercial Battery Storage 1Hr_Moderate |  |  |  | Commercial Battery Storage 1Hr | Moderate | 8.3% | 8.3% | 8.3% | 8.3% | 8.3% | 8.3% | 8.3% | 8.3% | 8.3% | 8.3% | 8.3% | 8.3% | 8.3% | 8.3% | 8.3% | 8.3% | 8.3% | 8.3% | 8.3% | 8.3% | 8.3% | 8.3% | 8.3% | 8.3% | 8.3% | 8.3% | 8.3% | 8.3% | 8.3% | 8.3%
Capacity Factor (%)_Commercial Battery Storage 1Hr_Conservative |  |  |  | Commercial Battery Storage 1Hr | Conservative | 8.3% | 8.3% | 8.3% | 8.3% | 8.3% | 8.3% | 8.3% | 8.3% | 8.3% | 8.3% | 8.3% | 8.3% | 8.3% | 8.3% | 8.3% | 8.3% | 8.3% | 8.3% | 8.3% | 8.3% | 8.3% | 8.3% | 8.3% | 8.3% | 8.3% | 8.3% | 8.3% | 8.3% | 8.3% | 8.3%
Capacity Factor (%)_Commercial Battery Storage 2Hr_Advanced |  |  |  | Commercial Battery Storage 2Hr | Advanced | 16.7% | 16.7% | 16.7% | 16.7% | 16.7% | 16.7% | 16.7% | 16.7% | 16.7% | 16.7% | 16.7% | 16.7% | 16.7% | 16.7% | 16.7% | 16.7% | 16.7% | 16.7% | 16.7% | 16.7% | 16.7% | 16.7% | 16.7% | 16.7% | 16.7% | 16.7% | 16.7% | 16.7% | 16.7% | 16.7%
Capacity Factor (%)_Commercial Battery Storage 2Hr_Moderate |  |  |  | Commercial Battery Storage 2Hr | Moderate | 16.7% | 16.7% | 16.7% | 16.7% | 16.7% | 16.7% | 16.7% | 16.7% | 16.7% | 16.7% | 16.7% | 16.7% | 16.7% | 16.7% | 16.7% | 16.7% | 16.7% | 16.7% | 16.7% | 16.7% | 16.7% | 16.7% | 16.7% | 16.7% | 16.7% | 16.7% | 16.7% | 16.7% | 16.7% | 16.7%
Capacity Factor (%)_Commercial Battery Storage 2Hr_Conservative |  |  |  | Commercial Battery Storage 2Hr | Conservative | 16.7% | 16.7% | 16.7% | 16.7% | 16.7% | 16.7% | 16.7% | 16.7% | 16.7% | 16.7% | 16.7% | 16.7% | 16.7% | 16.7% | 16.7% | 16.7% | 16.7% | 16.7% | 16.7% | 16.7% | 16.7% | 16.7% | 16.7% | 16.7% | 16.7% | 16.7% | 16.7% | 16.7% | 16.7% | 16.7%
Capacity Factor (%)_Commercial Battery Storage 4Hr_Advanced |  |  |  | Commercial Battery Storage 4Hr | Advanced | 24.9% | 24.9% | 24.9% | 24.9% | 24.9% | 24.9% | 24.9% | 24.9% | 24.9% | 24.9% | 24.9% | 24.9% | 24.9% | 24.9% | 24.9% | 24.9% | 24.9% | 24.9% | 24.9% | 24.9% | 24.9% | 24.9% | 24.9% | 24.9% | 24.9% | 24.9% | 24.9% | 24.9% | 24.9% | 24.9%
Capacity Factor (%)_Commercial Battery Storage 4Hr_Moderate |  |  |  | Commercial Battery Storage 4Hr | Moderate | 24.9% | 24.9% | 24.9% | 24.9% | 24.9% | 24.9% | 24.9% | 24.9% | 24.9% | 24.9% | 24.9% | 24.9% | 24.9% | 24.9% | 24.9% | 24.9% | 24.9% | 24.9% | 24.9% | 24.9% | 24.9% | 24.9% | 24.9% | 24.9% | 24.9% | 24.9% | 24.9% | 24.9% | 24.9% | 24.9%
Capacity Factor (%)_Commercial Battery Storage 4Hr_Conservative |  |  |  | Commercial Battery Storage 4Hr | Conservative | 24.9% | 24.9% | 24.9% | 24.9% | 24.9% | 24.9% | 24.9% | 24.9% | 24.9% | 24.9% | 24.9% | 24.9% | 24.9% | 24.9% | 24.9% | 24.9% | 24.9% | 24.9% | 24.9% | 24.9% | 24.9% | 24.9% | 24.9% | 24.9% | 24.9% | 24.9% | 24.9% | 24.9% | 24.9% | 24.9%
Capacity Factor (%)_Commercial Battery Storage 6Hr_Advanced |  |  |  | Commercial Battery Storage 6Hr | Advanced | 33.2% | 33.2% | 33.2% | 33.2% | 33.2% | 33.2% | 33.2% | 33.2% | 33.2% | 33.2% | 33.2% | 33.2% | 33.2% | 33.2% | 33.2% | 33.2% | 33.2% | 33.2% | 33.2% | 33.2% | 33.2% | 33.2% | 33.2% | 33.2% | 33.2% | 33.2% | 33.2% | 33.2% | 33.2% | 33.2%
Capacity Factor (%)_Commercial Battery Storage 6Hr_Moderate |  |  |  | Commercial Battery Storage 6Hr | Moderate | 33.2% | 33.2% | 33.2% | 33.2% | 33.2% | 33.2% | 33.2% | 33.2% | 33.2% | 33.2% | 33.2% | 33.2% | 33.2% | 33.2% | 33.2% | 33.2% | 33.2% | 33.2% | 33.2% | 33.2% | 33.2% | 33.2% | 33.2% | 33.2% | 33.2% | 33.2% | 33.2% | 33.2% | 33.2% | 33.2%
Capacity Factor (%)_Commercial Battery Storage 6Hr_Conservative |  |  |  | Commercial Battery Storage 6Hr | Conservative | 33.2% | 33.2% | 33.2% | 33.2% | 33.2% | 33.2% | 33.2% | 33.2% | 33.2% | 33.2% | 33.2% | 33.2% | 33.2% | 33.2% | 33.2% | 33.2% | 33.2% | 33.2% | 33.2% | 33.2% | 33.2% | 33.2% | 33.2% | 33.2% | 33.2% | 33.2% | 33.2% | 33.2% | 33.2% | 33.2%
Capacity Factor (%)_Commercial Battery Storage 8Hr_Advanced |  |  |  | Commercial Battery Storage 8Hr | Advanced | 41.5% | 41.5% | 41.5% | 41.5% | 41.5% | 41.5% | 41.5% | 41.5% | 41.5% | 41.5% | 41.5% | 41.5% | 41.5% | 41.5% | 41.5% | 41.5% | 41.5% | 41.5% | 41.5% | 41.5% | 41.5% | 41.5% | 41.5% | 41.5% | 41.5% | 41.5% | 41.5% | 41.5% | 41.5% | 41.5%
Capacity Factor (%)_Commercial Battery Storage 8Hr_Moderate |  |  |  | Commercial Battery Storage 8Hr | Moderate | 41.5% | 41.5% | 41.5% | 41.5% | 41.5% | 41.5% | 41.5% | 41.5% | 41.5% | 41.5% | 41.5% | 41.5% | 41.5% | 41.5% | 41.5% | 41.5% | 41.5% | 41.5% | 41.5% | 41.5% | 41.5% | 41.5% | 41.5% | 41.5% | 41.5% | 41.5% | 41.5% | 41.5% | 41.5% | 41.5%
Capacity Factor (%)_Commercial Battery Storage 8Hr_Conservative |  |  |  | Commercial Battery Storage 8Hr | Conservative | 41.5% | 41.5% | 41.5% | 41.5% | 41.5% | 41.5% | 41.5% | 41.5% | 41.5% | 41.5% | 41.5% | 41.5% | 41.5% | 41.5% | 41.5% | 41.5% | 41.5% | 41.5% | 41.5% | 41.5% | 41.5% | 41.5% | 41.5% | 41.5% | 41.5% | 41.5% | 41.5% | 41.5% | 41.5% | 41.5%
Data Sources for Default Inputs | bar: 2021 to 2037
|  | Current Costs: |  |  |  | 2023: Citation; 2028: Dollar Year; 2029: Escalation Index
|  | Available Capacity (GW) |  |  |  | 2023: N/A
|  | Net Capacity Factor (%) |  |  |  | 2023: N/A
|  | Overnight Capital Cost ($/kW) |  |  |  | 2023: V. Ramasamy, D. Feldman, J. Desai, and R. Margolis. 2022. U.S. Solar Photovoltaic System and Energy Storage Cost Benchmark: Q1 2022. Golden, CO: National Renewable Energy Laboratory
|  | Fixed Operating Expenses ($/kW-yr) |  |  |  | 2023: V. Ramasamy, D. Feldman, J. Desai, and R. Margolis. 2022. U.S. Solar Photovoltaic System and Energy Storage Cost Benchmark: Q1 2022. Golden, CO: National Renewable Energy Laboratory
|  | Variable Operating Expenses ($/MWh) |  |  |  | 2023: N/A
|  | Spur Line Cost ($/kW) |  |  |  | 2023: N/A
|  | Future Projections Costs: |  |  |  | 2023: Citation; 2028: Dollar Year; 2029: Escalation Index
|  | Net Capacity Factor (%) |  |  |  | 2023: N/A
|  | Overnight Capital Cost ($/kW) |  |  |  | 2023: Battery Storage cost values from C. Augustine and N. Blair, “Energy Storage Futures Study Storage Technology Modeling Input Data Report,” NREL/TP-5700-78694. Golden, CO: National Renewable Energy Laboratory. 2021
2021 to 2022 overnight capital cost adjustments (%)
|  | Fixed Operating Expenses ($/kW-yr) |  |  |  | 2023: Battery Storage cost values from C. Augustine and N. Blair, “Energy Storage Futures Study Storage Technology Modeling Input Data Report,” NREL/TP-5700-78694. Golden, CO: National Renewable Energy Laboratory. 2021
|  | Variable Operating Expenses ($/MWh) |  |  |  | 2023: N/A
|  | Grid Connection Cost ($/kW) |  |  |  | 2023: N/A

## Resi Battery Storage
Residential Battery Storage | [11 empty] | https://atb.nrel.gov/electricity/2023/residential_battery_storage
Inputs
Calculated
Input from other tab
| X | Assumptions
| Technology |  | Base Year: |  |  | 2021
All values are given in 2021 U.S. dollars, see references at the bottom of this worksheet for dollar year conversions where source dollar years don't match 2021.
Residential Battery Storage
Representative Li-Ion Battery Storage, AC-coupled 5 kW, 20 kWh storage (4 hours)
Reference: Battery Storage cost values from C. Augustine and N. Blair, “Energy Storage Futures Study Storage Technology Modeling Input Data Report,” NREL/TP-5700-78694. Golden, CO: National Renewable Energy Laboratory. https://www.nrel.gov/docs/fy21osti/78694.pdf.
|  |  | Capital Cost ($/kWh) | Battery Energy Capital Cost ($/kWh) | [31 empty] | Battery Capital Cost Constant ($)
[5 empty] | 2021 | 2022 | 2023 | 2024 | 2025 | 2026 | 2027 | 2028 | 2029 | 2030 | 2031 | 2032 | 2033 | 2034 | 2035 | 2036 | 2037 | 2038 | 2039 | 2040 | 2041 | 2042 | 2043 | 2044 | 2045 | 2046 | 2047 | 2048 | 2049 | 2050 |  |  | 2021 | 2022 | 2023 | 2024 | 2025 | 2026 | 2027 | 2028 | 2029 | 2030 | 2031 | 2032 | 2033 | 2034 | 2035 | 2036 | 2037 | 2038 | 2039 | 2040 | 2041 | 2042 | 2043 | 2044 | 2045 | 2046 | 2047 | 2048 | 2049 | 2050
|  |  |  | Advanced | 717.944 | 597.3338 | 429.7206 | 405.5984 | 384.9613 | 371.0911 | 357.2209 | 343.3507 | 329.4805 | 315.6103 | 309.6752 | 303.7402 | 297.8051 | 291.87 | 285.9349 | 279.9998 | 274.0648 | 268.1297 | 262.1946 | 256.2595 | 250.3244 | 244.3893 | 238.4543 | 232.5192 | 226.5841 | 220.649 | 214.7139 | 208.7789 | 202.8438 | 196.9087 |  | Advanced | 6657.4207 | 7834.8486 | 5636.3731 | 5319.9764 | 5049.2926 | 4867.3662 | 4685.4397 | 4503.5133 | 4321.5868 | 4139.6603 | 4061.8137 | 3983.967 | 3906.1203 | 3828.2736 | 3750.4269 | 3672.5802 | 3594.7335 | 3516.8869 | 3439.0402 | 3361.1935 | 3283.3468 | 3205.5001 | 3127.6534 | 3049.8067 | 2971.9601 | 2894.1134 | 2816.2667 | 2738.42 | 2660.5733 | 2582.7266
|  |  |  | Moderate | 717.944 | 597.3338 | 547.1023 | 499.165 | 453.0136 | 431.0272 | 411.6096 | 395.1513 | 379.6305 | 365.6124 | 361.0422 | 356.472 | 351.9019 | 347.3317 | 342.7616 | 338.1914 | 333.6213 | 329.0511 | 324.481 | 319.9108 | 315.3407 | 310.7705 | 306.2003 | 301.6302 | 297.06 | 292.4899 | 287.9197 | 283.3496 | 278.7794 | 274.2093 |  | Moderate | 6657.4207 | 7834.8486 | 7575.1935 | 7355.9826 | 7168.8134 | 7019.8291 | 6884.167 | 6760.4493 | 6634.3754 | 6519.0074 | 6437.5198 | 6356.0322 | 6274.5446 | 6193.057 | 6111.5694 | 6030.0818 | 5948.5942 | 5867.1067 | 5785.6191 | 5704.1315 | 5622.6439 | 5541.1563 | 5459.6687 | 5378.1811 | 5296.6935 | 5215.2059 | 5133.7183 | 5052.2307 | 4970.7431 | 4889.2555
|  |  |  | Conservative | 717.944 | 597.3338 | 619.4573 | 623.882 | 615.0326 | 592.0242 | 569.0157 | 546.0073 | 522.9989 | 499.9905 | 498.5627 | 497.135 | 495.7072 | 494.2794 | 492.8516 | 491.4239 | 489.9961 | 488.5683 | 487.1406 | 485.7128 | 484.285 | 482.8572 | 481.4295 | 480.0017 | 478.5739 | 477.1461 | 475.7184 | 474.2906 | 472.8628 | 471.4351 |  | Conservative | 6657.4207 | 7834.8486 | 8125.0281 | 8183.0641 | 8066.9922 | 7765.2055 | 7463.4187 | 7161.6319 | 6859.8452 | 6558.0584 | 6539.3312 | 6520.604 | 6501.8769 | 6483.1497 | 6464.4225 | 6445.6953 | 6426.9681 | 6408.2409 | 6389.5137 | 6370.7865 | 6352.0593 | 6333.3321 | 6314.605 | 6295.8778 | 6277.1506 | 6258.4234 | 6239.6962 | 6220.969 | 6202.2418 | 6183.5146
Battery Power Capital Cost ($/kW)
[5 empty] | 2021 | 2022 | 2023 | 2024 | 2025 | 2026 | 2027 | 2028 | 2029 | 2030 | 2031 | 2032 | 2033 | 2034 | 2035 | 2036 | 2037 | 2038 | 2039 | 2040 | 2041 | 2042 | 2043 | 2044 | 2045 | 2046 | 2047 | 2048 | 2049 | 2050
|  |  |  | Advanced | 554.8244 | 646.4053 | 465.0226 | 438.9186 | 416.5862 | 401.5765 | 386.5669 | 371.5573 | 356.5476 | 341.538 | 335.1153 | 328.6927 | 322.27 | 315.8474 | 309.4247 | 303.0021 | 296.5794 | 290.1568 | 283.7341 | 277.3115 | 270.8888 | 264.4661 | 258.0435 | 251.6208 | 245.1982 | 238.7755 | 232.3529 | 225.9302 | 219.5076 | 213.0849
|  |  |  | Moderate | 554.8244 | 646.4053 | 624.9827 | 606.897 | 591.4548 | 579.163 | 567.9704 | 557.7632 | 547.3616 | 537.8433 | 531.1203 | 524.3972 | 517.6742 | 510.9511 | 504.2281 | 497.5051 | 490.782 | 484.059 | 477.3359 | 470.6129 | 463.8899 | 457.1668 | 450.4438 | 443.7207 | 436.9977 | 430.2746 | 423.5516 | 416.8286 | 410.1055 | 403.3825
|  |  |  | Conservative | 554.8244 | 646.4053 | 670.3462 | 675.1344 | 665.558 | 640.6595 | 615.7609 | 590.8623 | 565.9637 | 541.0652 | 539.5201 | 537.975 | 536.43 | 534.8849 | 533.3398 | 531.7948 | 530.2497 | 528.7046 | 527.1596 | 525.6145 | 524.0694 | 522.5244 | 520.9793 | 519.4343 | 517.8892 | 516.3441 | 514.7991 | 513.254 | 511.7089 | 510.1639
Total System Cost ($) = Battery Storage Capacity (kWh) * Battery Energy Cost ($/kWh) + Battery Power Capacity (kW) * Battery Power Cost ($/kW) + Battery Power Constant ($)
|  |  | Technology Classification | Name | 2021: Tech; 2022: Resource; 2023: Scale; 2024: Maturity
|  |  |  | Residential Battery Storage - 5 kW - 12.5 kWh | 2021: Lithium Ion - 5 kW - 12.5 kWh; 2022: N/A; 2023: Residential; 2024: Y
|  |  |  | Residential Battery Storage - 5 kW - 20 kWh | 2021: Lithium Ion - 5 kW - 20 kWh; 2022: N/A; 2023: Residential; 2024: Y
Future Projections
All values are given in 2020 U.S. dollars, using the Consumer Price Index (BLS, 2021) for dollar year conversions.
For 30-year life (values in 2020$):
[6 empty] | 2021 | 2022 | 2023 | 2024 | 2025 | 2026 | 2027 | 2028 | 2029 | 2030 | 2031 | 2032 | 2033 | 2034 | 2035 | 2036 | 2037 | 2038 | 2039 | 2040 | 2041 | 2042 | 2043 | 2044 | 2045 | 2046 | 2047 | 2048 | 2049 | 2050
Overnight Capital Cost ($/kW)_Residential Battery Storage - 5 kW - 12.5 kWh_Advanced | Techno-Economic Cost and Performance Parameters |  | Overnight Capital Cost ($/kW) | Residential Battery Storage - 5 kW - 12.5 kWh | Advanced | 3681.1685 | 3706.7095 | 2666.5988 | 2516.9098 | 2388.8478 | 2302.7774 | 2216.707 | 2130.6366 | 2044.5662 | 1958.4958 | 1921.6661 | 1884.8365 | 1848.0068 | 1811.1771 | 1774.3474 | 1737.5177 | 1700.688 | 1663.8583 | 1627.0286 | 1590.1989 | 1553.3692 | 1516.5395 | 1479.7099 | 1442.8802 | 1406.0505 | 1369.2208 | 1332.3911 | 1295.5614 | 1258.7317 | 1221.902
Overnight Capital Cost ($/kW)_Residential Battery Storage - 5 kW - 12.5 kWh_Moderate |  |  |  | Residential Battery Storage - 5 kW - 12.5 kWh | Moderate | 3681.1685 | 3706.7095 | 3507.7773 | 3326.0059 | 3157.7516 | 3060.6969 | 2973.8279 | 2897.7313 | 2823.3128 | 2755.6757 | 2721.2297 | 2686.7838 | 2652.3378 | 2617.8919 | 2583.4459 | 2549 | 2514.554 | 2480.1081 | 2445.6622 | 2411.2162 | 2376.7703 | 2342.3243 | 2307.8784 | 2273.4324 | 2238.9865 | 2204.5405 | 2170.0946 | 2135.6486 | 2101.2027 | 2066.7567
Overnight Capital Cost ($/kW)_Residential Battery Storage - 5 kW - 12.5 kWh_Conservative |  |  |  | Residential Battery Storage - 5 kW - 12.5 kWh | Conservative | 3681.1685 | 3706.7095 | 3843.995 | 3871.4521 | 3816.5379 | 3673.761 | 3530.984 | 3388.207 | 3245.4301 | 3102.6531 | 3093.7932 | 3084.9333 | 3076.0733 | 3067.2134 | 3058.3535 | 3049.4935 | 3040.6336 | 3031.7736 | 3022.9137 | 3014.0538 | 3005.1938 | 2996.3339 | 2987.474 | 2978.614 | 2969.7541 | 2960.8942 | 2952.0342 | 2943.1743 | 2934.3144 | 2925.4544
Overnight Capital Cost ($/kW)_Residential Battery Storage - 5 kW - 20 kWh_Advanced |  |  |  | Residential Battery Storage - 5 kW - 20 kWh | Advanced | 4758.0844 | 4602.7102 | 3311.1797 | 3125.3073 | 2966.2897 | 2859.414 | 2752.5383 | 2645.6627 | 2538.787 | 2431.9113 | 2386.179 | 2340.4467 | 2294.7144 | 2248.9821 | 2203.2498 | 2157.5174 | 2111.7851 | 2066.0528 | 2020.3205 | 1974.5882 | 1928.8559 | 1883.1236 | 1837.3913 | 1791.6589 | 1745.9266 | 1700.1943 | 1654.462 | 1608.7297 | 1562.9974 | 1517.2651
Overnight Capital Cost ($/kW)_Residential Battery Storage - 5 kW - 20 kWh_Moderate |  |  |  | Residential Battery Storage - 5 kW - 20 kWh | Moderate | 4758.0844 | 4602.7102 | 4328.4308 | 4074.7534 | 3837.2721 | 3707.2377 | 3591.2424 | 3490.4583 | 3392.7585 | 3304.0942 | 3262.793 | 3221.4918 | 3180.1907 | 3138.8895 | 3097.5883 | 3056.2871 | 3014.9859 | 2973.6848 | 2932.3836 | 2891.0824 | 2849.7812 | 2808.4801 | 2767.1789 | 2725.8777 | 2684.5765 | 2643.2754 | 2601.9742 | 2560.673 | 2519.3718 | 2478.0706
Overnight Capital Cost ($/kW)_Residential Battery Storage - 5 kW - 20 kWh_Conservative |  |  |  | Residential Battery Storage - 5 kW - 20 kWh | Conservative | 4758.0844 | 4602.7102 | 4773.1809 | 4807.2751 | 4739.0868 | 4561.7972 | 4384.5076 | 4207.218 | 4029.9285 | 3852.6389 | 3841.6373 | 3830.6357 | 3819.6341 | 3808.6325 | 3797.6309 | 3786.6293 | 3775.6277 | 3764.6261 | 3753.6245 | 3742.6229 | 3731.6214 | 3720.6198 | 3709.6182 | 3698.6166 | 3687.615 | 3676.6134 | 3665.6118 | 3654.6102 | 3643.6086 | 3632.607
[6 empty] | 2021 | 2022 | 2023 | 2024 | 2025 | 2026 | 2027 | 2028 | 2029 | 2030 | 2031 | 2032 | 2033 | 2034 | 2035 | 2036 | 2037 | 2038 | 2039 | 2040 | 2041 | 2042 | 2043 | 2044 | 2045 | 2046 | 2047 | 2048 | 2049 | 2050
|  |  | Total Installed Cost ($) | Residential Battery Storage - 5 kW - 12.5 kWh | Advanced | 18405.8423 | 18533.5474 | 13332.9939 | 12584.5488 | 11944.2391 | 11513.8871 | 11083.5351 | 10653.1831 | 10222.8312 | 9792.4792 | 9608.3307 | 9424.1823 | 9240.0338 | 9055.8854 | 8871.7369 | 8687.5885 | 8503.44 | 8319.2916 | 8135.1431 | 7950.9946 | 7766.8462 | 7582.6977 | 7398.5493 | 7214.4008 | 7030.2524 | 6846.1039 | 6661.9555 | 6477.807 | 6293.6586 | 6109.5101
|  |  |  | Residential Battery Storage - 5 kW - 12.5 kWh | Moderate | 18405.8423 | 18533.5474 | 17538.8863 | 16630.0296 | 15788.758 | 15303.4845 | 14869.1394 | 14488.6566 | 14116.5641 | 13778.3783 | 13606.1486 | 13433.9189 | 13261.6891 | 13089.4594 | 12917.2297 | 12744.9999 | 12572.7702 | 12400.5405 | 12228.3108 | 12056.081 | 11883.8513 | 11711.6216 | 11539.3918 | 11367.1621 | 11194.9324 | 11022.7027 | 10850.4729 | 10678.2432 | 10506.0135 | 10333.7837
|  |  |  | Residential Battery Storage - 5 kW - 12.5 kWh | Conservative | 18405.8423 | 18533.5474 | 19219.9751 | 19357.2607 | 19082.6896 | 18368.8048 | 17654.92 | 16941.0352 | 16227.1504 | 15513.2656 | 15468.966 | 15424.6663 | 15380.3666 | 15336.0669 | 15291.7673 | 15247.4676 | 15203.1679 | 15158.8682 | 15114.5685 | 15070.2689 | 15025.9692 | 14981.6695 | 14937.3698 | 14893.0702 | 14848.7705 | 14804.4708 | 14760.1711 | 14715.8714 | 14671.5718 | 14627.2721
|  |  |  | Residential Battery Storage - 5 kW - 20 kWh | Advanced | 23790.422 | 23013.5509 | 16555.8987 | 15626.5365 | 14831.4485 | 14297.0701 | 13762.6917 | 13228.3133 | 12693.9349 | 12159.5565 | 11930.895 | 11702.2334 | 11473.5719 | 11244.9103 | 11016.2488 | 10787.5872 | 10558.9256 | 10330.2641 | 10101.6025 | 9872.941 | 9644.2794 | 9415.6179 | 9186.9563 | 8958.2947 | 8729.6332 | 8500.9716 | 8272.3101 | 8043.6485 | 7814.987 | 7586.3254
|  |  |  | Residential Battery Storage - 5 kW - 20 kWh | Moderate | 23790.422 | 23013.5509 | 21642.1538 | 20373.7668 | 19186.3603 | 18536.1887 | 17956.2118 | 17452.2914 | 16963.7925 | 16520.471 | 16313.9651 | 16107.4592 | 15900.9533 | 15694.4474 | 15487.9415 | 15281.4356 | 15074.9297 | 14868.4239 | 14661.918 | 14455.4121 | 14248.9062 | 14042.4003 | 13835.8944 | 13629.3885 | 13422.8826 | 13216.3768 | 13009.8709 | 12803.365 | 12596.8591 | 12390.3532
|  |  |  | Residential Battery Storage - 5 kW - 20 kWh | Conservative | 23790.422 | 23013.5509 | 23865.9046 | 24036.3754 | 23695.4339 | 22808.986 | 21922.5381 | 21036.0902 | 20149.6423 | 19263.1945 | 19208.1865 | 19153.1785 | 19098.1705 | 19043.1626 | 18988.1546 | 18933.1466 | 18878.1386 | 18823.1307 | 18768.1227 | 18713.1147 | 18658.1068 | 18603.0988 | 18548.0908 | 18493.0828 | 18438.0749 | 18383.0669 | 18328.0589 | 18273.0509 | 18218.043 | 18163.035
[6 empty] | 2021 | 2022 | 2023 | 2024 | 2025 | 2026 | 2027 | 2028 | 2029 | 2030 | 2031 | 2032 | 2033 | 2034 | 2035 | 2036 | 2037 | 2038 | 2039 | 2040 | 2041 | 2042 | 2043 | 2044 | 2045 | 2046 | 2047 | 2048 | 2049 | 2050
Fixed Operation and Maintenance Expenses ($/kW-yr)_Residential Battery Storage - 5 kW - 12.5 kWh_Advanced |  |  | Fixed Operation and Maintenance Expenses ($/kW-yr) | Residential Battery Storage - 5 kW - 12.5 kWh | Advanced | 92.0292 | 92.6677 | 66.665 | 62.9227 | 59.7212 | 57.5694 | 55.4177 | 53.2659 | 51.1142 | 48.9624 | 48.0417 | 47.1209 | 46.2002 | 45.2794 | 44.3587 | 43.4379 | 42.5172 | 41.5965 | 40.6757 | 39.755 | 38.8342 | 37.9135 | 36.9927 | 36.072 | 35.1513 | 34.2305 | 33.3098 | 32.389 | 31.4683 | 30.5476
Fixed Operation and Maintenance Expenses ($/kW-yr)_Residential Battery Storage - 5 kW - 12.5 kWh_Moderate |  |  |  | Residential Battery Storage - 5 kW - 12.5 kWh | Moderate | 92.0292 | 92.6677 | 87.6944 | 83.1501 | 78.9438 | 76.5174 | 74.3457 | 72.4433 | 70.5828 | 68.8919 | 68.0307 | 67.1696 | 66.3084 | 65.4473 | 64.5861 | 63.725 | 62.8639 | 62.0027 | 61.1416 | 60.2804 | 59.4193 | 58.5581 | 57.697 | 56.8358 | 55.9747 | 55.1135 | 54.2524 | 53.3912 | 52.5301 | 51.6689
Fixed Operation and Maintenance Expenses ($/kW-yr)_Residential Battery Storage - 5 kW - 12.5 kWh_Conservative |  |  |  | Residential Battery Storage - 5 kW - 12.5 kWh | Conservative | 92.0292 | 92.6677 | 96.0999 | 96.7863 | 95.4134 | 91.844 | 88.2746 | 84.7052 | 81.1358 | 77.5663 | 77.3448 | 77.1233 | 76.9018 | 76.6803 | 76.4588 | 76.2373 | 76.0158 | 75.7943 | 75.5728 | 75.3513 | 75.1298 | 74.9083 | 74.6868 | 74.4654 | 74.2439 | 74.0224 | 73.8009 | 73.5794 | 73.3579 | 73.1364
Fixed Operation and Maintenance Expenses ($/kW-yr)_Residential Battery Storage - 5 kW - 20 kWh_Advanced |  |  |  | Residential Battery Storage - 5 kW - 20 kWh | Advanced | 118.9521 | 115.0678 | 82.7795 | 78.1327 | 74.1572 | 71.4854 | 68.8135 | 66.1416 | 63.4697 | 60.7978 | 59.6545 | 58.5112 | 57.3679 | 56.2246 | 55.0812 | 53.9379 | 52.7946 | 51.6513 | 50.508 | 49.3647 | 48.2214 | 47.0781 | 45.9348 | 44.7915 | 43.6482 | 42.5049 | 41.3616 | 40.2182 | 39.0749 | 37.9316
Fixed Operation and Maintenance Expenses ($/kW-yr)_Residential Battery Storage - 5 kW - 20 kWh_Moderate |  |  |  | Residential Battery Storage - 5 kW - 20 kWh | Moderate | 118.9521 | 115.0678 | 108.2108 | 101.8688 | 95.9318 | 92.6809 | 89.7811 | 87.2615 | 84.819 | 82.6024 | 81.5698 | 80.5373 | 79.5048 | 78.4722 | 77.4397 | 76.4072 | 75.3746 | 74.3421 | 73.3096 | 72.2771 | 71.2445 | 70.212 | 69.1795 | 68.1469 | 67.1144 | 66.0819 | 65.0494 | 64.0168 | 62.9843 | 61.9518
Fixed Operation and Maintenance Expenses ($/kW-yr)_Residential Battery Storage - 5 kW - 20 kWh_Conservative |  |  |  | Residential Battery Storage - 5 kW - 20 kWh | Conservative | 118.9521 | 115.0678 | 119.3295 | 120.1819 | 118.4772 | 114.0449 | 109.6127 | 105.1805 | 100.7482 | 96.316 | 96.0409 | 95.7659 | 95.4909 | 95.2158 | 94.9408 | 94.6657 | 94.3907 | 94.1157 | 93.8406 | 93.5656 | 93.2905 | 93.0155 | 92.7405 | 92.4654 | 92.1904 | 91.9153 | 91.6403 | 91.3653 | 91.0902 | 90.8152
[6 empty] | 2021 | 2022 | 2023 | 2024 | 2025 | 2026 | 2027 | 2028 | 2029 | 2030 | 2031 | 2032 | 2033 | 2034 | 2035 | 2036 | 2037 | 2038 | 2039 | 2040 | 2041 | 2042 | 2043 | 2044 | 2045 | 2046 | 2047 | 2048 | 2049 | 2050
|  |  | Variable Operation and Maintenance Expenses ($/MWh) | Residential Battery Storage - 5 kW - 12.5 kWh | Advanced | 0 | 0 | 0 | 0 | 0 | 0 | 0 | 0 | 0 | 0 | 0 | 0 | 0 | 0 | 0 | 0 | 0 | 0 | 0 | 0 | 0 | 0 | 0 | 0 | 0 | 0 | 0 | 0 | 0 | 0
|  |  |  | Residential Battery Storage - 5 kW - 12.5 kWh | Moderate | 0 | 0 | 0 | 0 | 0 | 0 | 0 | 0 | 0 | 0 | 0 | 0 | 0 | 0 | 0 | 0 | 0 | 0 | 0 | 0 | 0 | 0 | 0 | 0 | 0 | 0 | 0 | 0 | 0 | 0
|  |  |  | Residential Battery Storage - 5 kW - 12.5 kWh | Conservative | 0 | 0 | 0 | 0 | 0 | 0 | 0 | 0 | 0 | 0 | 0 | 0 | 0 | 0 | 0 | 0 | 0 | 0 | 0 | 0 | 0 | 0 | 0 | 0 | 0 | 0 | 0 | 0 | 0 | 0
|  |  |  | Residential Battery Storage - 5 kW - 20 kWh | Advanced | 0 | 0 | 0 | 0 | 0 | 0 | 0 | 0 | 0 | 0 | 0 | 0 | 0 | 0 | 0 | 0 | 0 | 0 | 0 | 0 | 0 | 0 | 0 | 0 | 0 | 0 | 0 | 0 | 0 | 0
|  |  |  | Residential Battery Storage - 5 kW - 20 kWh | Moderate | 0 | 0 | 0 | 0 | 0 | 0 | 0 | 0 | 0 | 0 | 0 | 0 | 0 | 0 | 0 | 0 | 0 | 0 | 0 | 0 | 0 | 0 | 0 | 0 | 0 | 0 | 0 | 0 | 0 | 0
|  |  |  | Residential Battery Storage - 5 kW - 20 kWh | Conservative | 0 | 0 | 0 | 0 | 0 | 0 | 0 | 0 | 0 | 0 | 0 | 0 | 0 | 0 | 0 | 0 | 0 | 0 | 0 | 0 | 0 | 0 | 0 | 0 | 0 | 0 | 0 | 0 | 0 | 0
[6 empty] | 2021 | 2022 | 2023 | 2024 | 2025 | 2026 | 2027 | 2028 | 2029 | 2030 | 2031 | 2032 | 2033 | 2034 | 2035 | 2036 | 2037 | 2038 | 2039 | 2040 | 2041 | 2042 | 2043 | 2044 | 2045 | 2046 | 2047 | 2048 | 2049 | 2050
|  |  | Round-Trip Efficiency | Residential Battery Storage - 5 kW - 12.5 kWh | Advanced | 85% | 85% | 85% | 85% | 85% | 85% | 85% | 85% | 85% | 85% | 85% | 85% | 85% | 85% | 85% | 85% | 85% | 85% | 85% | 85% | 85% | 85% | 85% | 85% | 85% | 85% | 85% | 85% | 85% | 85%
|  |  |  | Residential Battery Storage - 5 kW - 12.5 kWh | Moderate | 85% | 85% | 85% | 85% | 85% | 85% | 85% | 85% | 85% | 85% | 85% | 85% | 85% | 85% | 85% | 85% | 85% | 85% | 85% | 85% | 85% | 85% | 85% | 85% | 85% | 85% | 85% | 85% | 85% | 85%
|  |  |  | Residential Battery Storage - 5 kW - 12.5 kWh | Conservative | 85% | 85% | 85% | 85% | 85% | 85% | 85% | 85% | 85% | 85% | 85% | 85% | 85% | 85% | 85% | 85% | 85% | 85% | 85% | 85% | 85% | 85% | 85% | 85% | 85% | 85% | 85% | 85% | 85% | 85%
|  |  |  | Residential Battery Storage - 5 kW - 20 kWh | Advanced | 85% | 85% | 85% | 85% | 85% | 85% | 85% | 85% | 85% | 85% | 85% | 85% | 85% | 85% | 85% | 85% | 85% | 85% | 85% | 85% | 85% | 85% | 85% | 85% | 85% | 85% | 85% | 85% | 85% | 85%
|  |  |  | Residential Battery Storage - 5 kW - 20 kWh | Moderate | 85% | 85% | 85% | 85% | 85% | 85% | 85% | 85% | 85% | 85% | 85% | 85% | 85% | 85% | 85% | 85% | 85% | 85% | 85% | 85% | 85% | 85% | 85% | 85% | 85% | 85% | 85% | 85% | 85% | 85%
|  |  |  | Residential Battery Storage - 5 kW - 20 kWh | Conservative | 85% | 85% | 85% | 85% | 85% | 85% | 85% | 85% | 85% | 85% | 85% | 85% | 85% | 85% | 85% | 85% | 85% | 85% | 85% | 85% | 85% | 85% | 85% | 85% | 85% | 85% | 85% | 85% | 85% | 85%
[6 empty] | 2021 | 2022 | 2023 | 2024 | 2025 | 2026 | 2027 | 2028 | 2029 | 2030 | 2031 | 2032 | 2033 | 2034 | 2035 | 2036 | 2037 | 2038 | 2039 | 2040 | 2041 | 2042 | 2043 | 2044 | 2045 | 2046 | 2047 | 2048 | 2049 | 2050
Capacity Factor (%)_Residential Battery Storage - 5 kW - 12.5 kWh_Advanced |  |  | Capacity Factor (%) | Residential Battery Storage - 5 kW - 12.5 kWh | Advanced | 10.4% | 10.4% | 10.4% | 10.4% | 10.4% | 10.4% | 10.4% | 10.4% | 10.4% | 10.4% | 10.4% | 10.4% | 10.4% | 10.4% | 10.4% | 10.4% | 10.4% | 10.4% | 10.4% | 10.4% | 10.4% | 10.4% | 10.4% | 10.4% | 10.4% | 10.4% | 10.4% | 10.4% | 10.4% | 10.4%
Capacity Factor (%)_Residential Battery Storage - 5 kW - 12.5 kWh_Moderate |  |  |  | Residential Battery Storage - 5 kW - 12.5 kWh | Moderate | 10.4% | 10.4% | 10.4% | 10.4% | 10.4% | 10.4% | 10.4% | 10.4% | 10.4% | 10.4% | 10.4% | 10.4% | 10.4% | 10.4% | 10.4% | 10.4% | 10.4% | 10.4% | 10.4% | 10.4% | 10.4% | 10.4% | 10.4% | 10.4% | 10.4% | 10.4% | 10.4% | 10.4% | 10.4% | 10.4%
Capacity Factor (%)_Residential Battery Storage - 5 kW - 12.5 kWh_Conservative |  |  |  | Residential Battery Storage - 5 kW - 12.5 kWh | Conservative | 10.4% | 10.4% | 10.4% | 10.4% | 10.4% | 10.4% | 10.4% | 10.4% | 10.4% | 10.4% | 10.4% | 10.4% | 10.4% | 10.4% | 10.4% | 10.4% | 10.4% | 10.4% | 10.4% | 10.4% | 10.4% | 10.4% | 10.4% | 10.4% | 10.4% | 10.4% | 10.4% | 10.4% | 10.4% | 10.4%
Capacity Factor (%)_Residential Battery Storage - 5 kW - 20 kWh_Advanced |  |  |  | Residential Battery Storage - 5 kW - 20 kWh | Advanced | 16.7% | 16.7% | 16.7% | 16.7% | 16.7% | 16.7% | 16.7% | 16.7% | 16.7% | 16.7% | 16.7% | 16.7% | 16.7% | 16.7% | 16.7% | 16.7% | 16.7% | 16.7% | 16.7% | 16.7% | 16.7% | 16.7% | 16.7% | 16.7% | 16.7% | 16.7% | 16.7% | 16.7% | 16.7% | 16.7%
Capacity Factor (%)_Residential Battery Storage - 5 kW - 20 kWh_Moderate |  |  |  | Residential Battery Storage - 5 kW - 20 kWh | Moderate | 16.7% | 16.7% | 16.7% | 16.7% | 16.7% | 16.7% | 16.7% | 16.7% | 16.7% | 16.7% | 16.7% | 16.7% | 16.7% | 16.7% | 16.7% | 16.7% | 16.7% | 16.7% | 16.7% | 16.7% | 16.7% | 16.7% | 16.7% | 16.7% | 16.7% | 16.7% | 16.7% | 16.7% | 16.7% | 16.7%
Capacity Factor (%)_Residential Battery Storage - 5 kW - 20 kWh_Conservative |  |  |  | Residential Battery Storage - 5 kW - 20 kWh | Conservative | 16.7% | 16.7% | 16.7% | 16.7% | 16.7% | 16.7% | 16.7% | 16.7% | 16.7% | 16.7% | 16.7% | 16.7% | 16.7% | 16.7% | 16.7% | 16.7% | 16.7% | 16.7% | 16.7% | 16.7% | 16.7% | 16.7% | 16.7% | 16.7% | 16.7% | 16.7% | 16.7% | 16.7% | 16.7% | 16.7%
Data Sources for Default Inputs | bar: 2021 to 2037
|  | Current Costs: |  |  |  | 2023: Citation; 2028: Dollar Year; 2029: Escalation Index
|  | Available Capacity (GW) |  |  |  | 2023: N/A
|  | Net Capacity Factor (%) |  |  |  | 2023: N/A
|  | Overnight Capital Cost ($/kW) |  |  |  | 2023: V. Ramasamy, D. Feldman, J. Desai, and R. Margolis. 2022. U.S. Solar Photovoltaic System and Energy Storage Cost Benchmark: Q1 2022. Golden, CO: National Renewable Energy Laboratory
|  | Fixed Operating Expenses ($/kW-yr) |  |  |  | 2023: V. Ramasamy, D. Feldman, J. Desai, and R. Margolis. 2022. U.S. Solar Photovoltaic System and Energy Storage Cost Benchmark: Q1 2022. Golden, CO: National Renewable Energy Laboratory
|  | Variable Operating Expenses ($/MWh) |  |  |  | 2023: N/A
|  | Spur Line Cost ($/kW) |  |  |  | 2023: N/A
|  | Future Projections Costs: |  |  |  | 2023: Citation; 2028: Dollar Year; 2029: Escalation Index
|  | Net Capacity Factor (%) |  |  |  | 2023: N/A
|  | Overnight Capital Cost ($/kW) |  |  |  | 2023: Battery Storage cost values from C. Augustine and N. Blair, “Energy Storage Futures Study Storage Technology Modeling Input Data Report,” NREL/TP-5700-78694. Golden, CO: National Renewable Energy Laboratory. 2021
2021 to 2022 overnight capital cost adjustments (%)
|  | Fixed Operating Expenses ($/kW-yr) |  |  |  | 2023: Battery Storage cost values from C. Augustine and N. Blair, “Energy Storage Futures Study Storage Technology Modeling Input Data Report,” NREL/TP-5700-78694. Golden, CO: National Renewable Energy Laboratory. 2021
|  | Variable Operating Expenses ($/MWh) |  |  |  | 2023: N/A
|  | Grid Connection Cost ($/kW) |  |  |  | 2023: N/A

## FRED Graph_22Oct2023
FRED Graph Observations
Federal Reserve Economic Data
Link: https://fred.stlouisfed.org
Help: https://fredhelp.stlouisfed.org
Economic Research Division
Federal Reserve Bank of St. Louis
GDPDEF | Gross Domestic Product: Implicit Price Deflator, Index 2017=100, Quarterly, Seasonally Adjusted
Frequency: Quarterly
observation_date | GDPDEF
1947-01-01 | 11.141
1947-04-01 | 11.299
1947-07-01 | 11.489
1947-10-01 | 11.772
1948-01-01 | 11.865
1948-04-01 | 11.972
1948-07-01 | 12.193
1948-10-01 | 12.23
1949-01-01 | 12.165
1949-04-01 | 12.043
1949-07-01 | 11.988
1949-10-01 | 11.989
1950-01-01 | 11.97
1950-04-01 | 12.011
1950-07-01 | 12.272
1950-10-01 | 12.502
1951-01-01 | 12.953
1951-04-01 | 13.039
1951-07-01 | 13.047
1951-10-01 | 13.196
1952-01-01 | 13.19
1952-04-01 | 13.206
1952-07-01 | 13.354
1952-10-01 | 13.39
1953-01-01 | 13.393
1953-04-01 | 13.42
1953-07-01 | 13.476
1953-10-01 | 13.501
1954-01-01 | 13.544
1954-04-01 | 13.556
1954-07-01 | 13.574
1954-10-01 | 13.611
1955-01-01 | 13.675
1955-04-01 | 13.731
1955-07-01 | 13.827
1955-10-01 | 13.964
1956-01-01 | 14.104
1956-04-01 | 14.187
1956-07-01 | 14.365
1956-10-01 | 14.423
1957-01-01 | 14.621
1957-04-01 | 14.723
1957-07-01 | 14.811
1957-10-01 | 14.821
1958-01-01 | 14.982
1958-04-01 | 15.025
1958-07-01 | 15.117
1958-10-01 | 15.189
1959-01-01 | 15.224
1959-04-01 | 15.248
1959-07-01 | 15.307
1959-10-01 | 15.367
1960-01-01 | 15.428
1960-04-01 | 15.467
1960-07-01 | 15.52
1960-10-01 | 15.566
1961-01-01 | 15.6
1961-04-01 | 15.636
1961-07-01 | 15.676
1961-10-01 | 15.725
1962-01-01 | 15.806
1962-04-01 | 15.832
1962-07-01 | 15.865
1962-10-01 | 15.898
1963-01-01 | 15.967
1963-04-01 | 15.995
1963-07-01 | 16.016
1963-10-01 | 16.146
1964-01-01 | 16.197
1964-04-01 | 16.234
1964-07-01 | 16.299
1964-10-01 | 16.373
1965-01-01 | 16.455
1965-04-01 | 16.531
1965-07-01 | 16.595
1965-10-01 | 16.709
1966-01-01 | 16.816
1966-04-01 | 16.954
1966-07-01 | 17.118
1966-10-01 | 17.261
1967-01-01 | 17.333
1967-04-01 | 17.421
1967-07-01 | 17.588
1967-10-01 | 17.784
1968-01-01 | 17.981
1968-04-01 | 18.171
1968-07-01 | 18.349
1968-10-01 | 18.608
1969-01-01 | 18.8
1969-04-01 | 19.039
1969-07-01 | 19.307
1969-10-01 | 19.556
1970-01-01 | 19.832
1970-04-01 | 20.108
1970-07-01 | 20.273
1970-10-01 | 20.541
1971-01-01 | 20.853
1971-04-01 | 21.127
1971-07-01 | 21.342
1971-10-01 | 21.52
1972-01-01 | 21.848
1972-04-01 | 21.984
1972-07-01 | 22.194
1972-10-01 | 22.477
1973-01-01 | 22.736
1973-04-01 | 23.086
1973-07-01 | 23.535
1973-10-01 | 24.004
1974-01-01 | 24.457
1974-04-01 | 25.035
1974-07-01 | 25.769
1974-10-01 | 26.527
1975-01-01 | 27.13
1975-04-01 | 27.533
1975-07-01 | 28.019
1975-10-01 | 28.488
1976-01-01 | 28.789
1976-04-01 | 29.079
1976-07-01 | 29.455
1976-10-01 | 29.983
1977-01-01 | 30.465
1977-04-01 | 30.895
1977-07-01 | 31.271
1977-10-01 | 31.947
1978-01-01 | 32.411
1978-04-01 | 33.031
1978-07-01 | 33.592
1978-10-01 | 34.279
1979-01-01 | 34.904
1979-04-01 | 35.759
1979-07-01 | 36.541
1979-10-01 | 37.219
1980-01-01 | 38.001
1980-04-01 | 38.905
1980-07-01 | 39.774
1980-10-01 | 40.81
1981-01-01 | 41.885
1981-04-01 | 42.715
1981-07-01 | 43.519
1981-10-01 | 44.271
1982-01-01 | 44.88
1982-04-01 | 45.463
1982-07-01 | 46.108
1982-10-01 | 46.586
1983-01-01 | 46.938
1983-04-01 | 47.286
1983-07-01 | 47.789
1983-10-01 | 48.151
1984-01-01 | 48.639
1984-04-01 | 49.055
1984-07-01 | 49.491
1984-10-01 | 49.861
1985-01-01 | 50.354
1985-04-01 | 50.678
1985-07-01 | 50.984
1985-10-01 | 51.269
1986-01-01 | 51.524
1986-04-01 | 51.719
1986-07-01 | 51.931
1986-10-01 | 52.214
1987-01-01 | 52.548
1987-04-01 | 52.912
1987-07-01 | 53.313
1987-10-01 | 53.738
1988-01-01 | 54.159
1988-04-01 | 54.686
1988-07-01 | 55.34
1988-10-01 | 55.818
1989-01-01 | 56.4
1989-04-01 | 57.001
1989-07-01 | 57.417
1989-10-01 | 57.826
1990-01-01 | 58.45
1990-04-01 | 59.105
1990-07-01 | 59.611
1990-10-01 | 60.055
1991-01-01 | 60.643
1991-04-01 | 61.088
1991-07-01 | 61.566
1991-10-01 | 61.931
1992-01-01 | 62.161
1992-04-01 | 62.535
1992-07-01 | 62.841
1992-10-01 | 63.273
1993-01-01 | 63.628
1993-04-01 | 64.007
1993-07-01 | 64.387
1993-10-01 | 64.738
1994-01-01 | 65.048
1994-04-01 | 65.362
1994-07-01 | 65.737
1994-10-01 | 66.093
1995-01-01 | 66.452
1995-04-01 | 66.771
1995-07-01 | 67.1
1995-10-01 | 67.423
1996-01-01 | 67.747
1996-04-01 | 68.028
1996-07-01 | 68.251
1996-10-01 | 68.615
1997-01-01 | 69.025
1997-04-01 | 69.162
1997-07-01 | 69.464
1997-10-01 | 69.695
1998-01-01 | 69.794
1998-04-01 | 69.959
1998-07-01 | 70.255
1998-10-01 | 70.453
1999-01-01 | 70.682
1999-04-01 | 70.949
1999-07-01 | 71.2
1999-10-01 | 71.595
2000-01-01 | 72.071
2000-04-01 | 72.52
2000-07-01 | 72.944
2000-10-01 | 73.337
2001-01-01 | 73.822
2001-04-01 | 74.266
2001-07-01 | 74.558
2001-10-01 | 74.792
2002-01-01 | 75.027
2002-04-01 | 75.289
2002-07-01 | 75.65
2002-10-01 | 76.089
2003-01-01 | 76.461
2003-04-01 | 76.73
2003-07-01 | 77.169
2003-10-01 | 77.639
2004-01-01 | 78.193
2004-04-01 | 78.824
2004-07-01 | 79.324
2004-10-01 | 79.939
2005-01-01 | 80.578
2005-04-01 | 81.158
2005-07-01 | 81.898
2005-10-01 | 82.571
2006-01-01 | 83.156
2006-04-01 | 83.882
2006-07-01 | 84.468
2006-10-01 | 84.77
2007-01-01 | 85.576
2007-04-01 | 86.171
2007-07-01 | 86.642
2007-10-01 | 86.993
2008-01-01 | 87.315
2008-04-01 | 87.738
2008-07-01 | 88.399
2008-10-01 | 88.613
2009-01-01 | 88.543
2009-04-01 | 88.396
2009-07-01 | 88.501
2009-10-01 | 88.781
2010-01-01 | 89.036
2010-04-01 | 89.471
2010-07-01 | 89.743
2010-10-01 | 90.264
2011-01-01 | 90.726
2011-04-01 | 91.326
2011-07-01 | 91.876
2011-10-01 | 91.985
2012-01-01 | 92.525
2012-04-01 | 92.907
2012-07-01 | 93.417
2012-10-01 | 93.885
2013-01-01 | 94.258
2013-04-01 | 94.461
2013-07-01 | 94.924
2013-10-01 | 95.426
2014-01-01 | 95.788
2014-04-01 | 96.33
2014-07-01 | 96.726
2014-10-01 | 96.822
2015-01-01 | 96.769
2015-04-01 | 97.325
2015-07-01 | 97.583
2015-10-01 | 97.581
2016-01-01 | 97.496
2016-04-01 | 98.159
2016-07-01 | 98.41
2016-10-01 | 98.886
2017-01-01 | 99.39
2017-04-01 | 99.65
2017-07-01 | 100.162
2017-10-01 | 100.778
2018-01-01 | 101.419
2018-04-01 | 102.136
2018-07-01 | 102.577
2018-10-01 | 103.019
2019-01-01 | 103.375
2019-04-01 | 103.888
2019-07-01 | 104.211
2019-10-01 | 104.541
2020-01-01 | 105.037
2020-04-01 | 104.614
2020-07-01 | 105.538
2020-10-01 | 106.275
2021-01-01 | 107.668
2021-04-01 | 109.305
2021-07-01 | 110.92
2021-10-01 | 112.848 | Scaler from $2021 to $2022
2022-01-01 | 115.135 | 1.0694
2022-04-01 | 117.671
2022-07-01 | 118.962
2022-10-01 | 120.093
2023-01-01 | 121.261
2023-04-01 | 121.766

## EIA AEO 2023==>
Weblink: | https://www.eia.gov/outlooks/aeo/assumptions/

## EIA_AEO_2023_Table 3
Table 3. Cost and performance characteristics of new central station electricity generating technologies
Technology | First available yeara | Size (MW) | Lead time (years) | Base overnight costb (2022$/ kW) | Techno- logical optimism factorc | Total overnight costd,e (2022$/kW) | Variable O&Mf (2022$/ MWh) | Fixed O&M (2022$/ kWy) | Heat rateg (Btu/kWh)
Ultra-supercritical coal (USC) | 2026 | 650 | 4 | 4507 | 1 | 4507 | 5.06 | 45.68 | 8638
USC with 30% carbon capture and sequestration (CCS) | 2026 | 650 | 4 | 5577 | 1.01 | 5633 | 7.97 | 61.11 | 9751
USC with 90% CCS | 2026 | 650 | 4 | 7176 | 1.02 | 7319 | 12.35 | 67.02 | 12507
Combined-cycle—single-shaft | 2025 | 418 | 3 | 1330 | 1 | 1330 | 2.87 | 15.87 | 6431
Combined-cycle—multi-shaft | 2025 | 1083 | 3 | 1176 | 1 | 1176 | 2.1 | 13.73 | 6370
Combined-cycle with 90% CCS | 2025 | 377 | 3 | 3019 | 1.04 | 3140 | 6.57 | 31.06 | 7124
Internal combustion engine | 2024 | 21 | 2 | 2240 | 1 | 2240 | 6.4 | 39.57 | 8295
Combustion turbine—aeroderivativeh | 2024 | 105 | 2 | 1428 | 1 | 1428 | 5.29 | 18.35 | 9124
Combustion turbine—industrial frame | 2024 | 237 | 2 | 867 | 1 | 867 | 5.06 | 7.88 | 9905
Fuel cells | 2025 | 10 | 3 | 6771 | 1.08 | 7291 | 0.66 | 34.65 | 6469
Nuclear—light water reactor | 2028 | 2156 | 6 | 7406 | 1.05 | 7777 | 2.67 | 136.91 | 10447
Nuclear—small modular reactor | 2028 | 600 | 6 | 7590 | 1.1 | 8349 | 3.38 | 106.92 | 10447
Distributed generation—base | 2025 | 2 | 3 | 1915 | 1 | 1915 | 9.69 | 21.79 | 8912
Distributed generation—peak | 2024 | 1 | 2 | 2300 | 1 | 2300 | 9.69 | 21.79 | 9894
Battery storage | 2023 | 50 | 1 | 1270 | 1 | 1270 | 0 | 45.76 | NA
Biomass | 2026 | 50 | 4 | 4996 | 1 | 4998 | 5.44 | 141.5 | 13500
Geothermali, j | 2026 | 50 | 4 | 3403 | 1 | 3403 | 1.31 | 153.98 | 8881
Conventional hydropowerj | 2026 | 100 | 4 | 3421 | 1 | 3421 | 1.57 | 47.06 | NA
Winde | 2025 | 200 | 3 | 2098 | 1 | 2098 | 0 | 29.64 | NA
Wind offshorei | 2026 | 400 | 4 | 5338 | 1.25 | 6672 | 0 | 123.81 | NA
Solar thermali | 2025 | 115 | 3 | 8732 | 1 | 8732 | 0 | 96.1 | NA
Solar photovoltaic (PV) with trackinge, i, k | 2024 | 150 | 2 | 1448 | 1 | 1448 | 0 | 17.16 | NA
Solar PV with storagei, k | 2024 | 150 | 2 | 1808 | 1 | 1808 | 0 | 32.42 | NA
Data source: Sargent & Lundy, Cost and Performance Estimates for New Utility-Scale Electric Power Generating Technologies, December 2019; Hydroelectric: Oak Ridge National Lab, An Assessment of Energy Potential at Non-Powered Dams in the United States, 2012, and Idaho National Engineering and Environmental Laboratory, Estimation of Economic Parameters of U.S. Hydropower Resources, 2003; Geothermal: National Renewable Energy Laboratory, Updated U.S. Geothermal Supply Curve, 2010.
Note: MW=megawatt, kW=kilowatt, MWh=megawatthour, kWy=kilowattyear, kWh=kilowatthour; Btu=British thermal unit
a The first year that a new unit could become operational.
b Base cost includes project contingency costs.
c We apply the technological optimism factor to the first four units of a new, unproven design; it reflects the demonstrated tendency to underestimate actual costs for a first-of-a-kind unit.
d Overnight capital cost includes contingency factors and excludes regional multipliers (except as noted for wind and solar PV) and learning effects. Interest charges are also excluded. The capital costs represent current costs for plants that would come online in 2023.
e Total overnight cost for wind and solar PV technologies in the table are the average input value across all 25 electricity market regions, as weighted by the respective capacity of that type installed during 2021 in each region to account for the substantial regional variation in wind and solar costs (Table 4). The input value used for onshore wind in AEO2023 is $1,566 per kilowatt (kW), and for solar PV with tracking, it is $1,443/kW, which represents the cost of building a plant excluding regional factors. Region-specific factors contributing to the substantial regional variation in cost include differences in

## EIA_AEO_2023_Table 4
Table 4. Total overnight capital costs of new electricity generating technologies by region 2022 dollars per kilowatt
Counter | 1 | 2 | 3 | 4 | 5 | 6 | 7 | 8 | 9 | 10 | 11 | 12 | 13 | 14 | 15 | 16 | 17 | 18 | 19 | 20 | 21 | 22 | 23 | 24 | 25
Abbreviation | TRE | FRCC | MISW | MISC | MISE | MISS | ISNE | NYCW | NYUP | PJME | PJMW | PJMC | PJMD | SRCA | SRSE | SRCE | SPPS | SPPC | SPPN | SRSG | CANO | CASO | NWPP | RMRG | BASN
NERC/ISO subregion name | Texas Reliability Entity | Florida Reliability Coordinating Council | Midcontinent ISO/West | Midcontinent ISO/Central | Midcontinent ISO/East | Midcontinent ISO/South | Northeast Power Coordinating Council/ New England | Northeast Power Coordinating Council/ New York City & Long Island | Northeast Power Coordinating Council/Upstate New York | PJM/East | PJM/West | PJM/Commonwealth Edison | PJM/Dominion | SERC Reliability Corporation/East | SERC Reliability Corporation/Southeast | SERC Reliability Corporation/Central | Southwest Power Pool/South | Southwest Power Pool/Central | Southwest Power Pool/North | Western Electricity Coordinating Council/Southwest | Western Electricity Coordinating Council/California North | Western Electricity Coordinating Council/California South | Western Electricity Coordinating Council/Northwest Power Pool | Western Electricity Coordinating Council/Rockies | Western Electricity Coordinating Council/Basin
Geographic name | Texas | Florida | Upper Mississippi Valley | Middle Mississippi Valley | Michigan | Mississippi Delta | New England | Metropolitan New York | Upstate New York | Mid-Atlantic | Ohio Valley | Metropolitan Chicago | Virginia | Carolinas | Southeast | Tennessee Valley | Southern Great Plains | Central Great Plains | Northern Great Plains | Southwest | Northern California | Southern California | Northwest | Rockies | Great Basin
Technology
USC | 4188 | 4311 | 4711 | 4835 | 4892 | 4334 | 5222 | NA | 5104 | 5269 | 4495 | 5664 | 4851 | 4337 | 4401 | 4460 | 4366 | 4638 | 4415 | 4600 | NA | NA | 4874 | 4556 | 4754
USC with 30% CCS | 5281 | 5421 | 5852 | 6011 | 6058 | 5456 | 6463 | NA | 6334 | 6504 | 5632 | 6914 | 6055 | 5460 | 5511 | 5593 | 5475 | 5778 | 5526 | 5765 | NA | NA | 6059 | 5704 | 5918
USC with 90% CCS | 6907 | 7083 | 7558 | 7812 | 7820 | 7152 | 8281 | NA | 8068 | 8294 | 7292 | 8831 | 7750 | 7165 | 7228 | 7313 | 7127 | 7489 | 7178 | 7466 | NA | NA | 7833 | 7355 | 7697
CC—single-shaft | 1200 | 1225 | 1366 | 1379 | 1414 | 1236 | 1594 | 2116 | 1599 | 1597 | 1324 | 1600 | 1524 | 1220 | 1235 | 1273 | 1234 | 1309 | 1222 | 1201 | 1759 | 1719 | 1399 | 1132 | 1224
CC—multi-shaft | 1045 | 1072 | 1215 | 1236 | 1268 | 1084 | 1393 | 1909 | 1370 | 1401 | 1147 | 1469 | 1295 | 1071 | 1085 | 1124 | 1083 | 1163 | 1074 | 1034 | 1547 | 1504 | 1213 | 974 | 1092
CC with 90% CCS | 2945 | 2972 | 3175 | 3182 | 3231 | 2999 | 3334 | 3776 | 3258 | 3307 | 3041 | 3447 | 3168 | 2962 | 2977 | 3044 | 2966 | 3065 | 2921 | 2702 | 3389 | 3351 | 3126 | 2541 | 2854
ICE | 2106 | 2152 | 2300 | 2391 | 2365 | 2182 | 2451 | 3073 | 2359 | 2452 | 2197 | 2673 | 2282 | 2194 | 2200 | 2238 | 2178 | 2295 | 2200 | 2221 | 2661 | 2613 | 2367 | 2192 | 2347
CT—aeroderivative | 1263 | 1289 | 1494 | 1498 | 1543 | 1316 | 1607 | 2057 | 1551 | 1598 | 1370 | 1755 | 1454 | 1309 | 1320 | 1370 | 1318 | 1411 | 1327 | 1198 | 1687 | 1645 | 1480 | 1159 | 1322
CT—industrial frame | 764 | 781 | 907 | 911 | 939 | 798 | 978 | 1262 | 942 | 973 | 830 | 1072 | 883 | 793 | 801 | 831 | 799 | 857 | 804 | 726 | 1031 | 1004 | 900 | 702 | 803
Fuel cells | 6996 | 7105 | 7430 | 7750 | 7603 | 7224 | 7887 | 9285 | 7567 | 7819 | 7204 | 8337 | 7425 | 7277 | 7271 | 7371 | 7144 | 7443 | 7209 | 7309 | 8375 | 8278 | 7655 | 7169 | 7636
Nuclear—light water reactor | 7341 | 7499 | 7917 | 8637 | 8330 | 7744 | 8809 | NA | 8219 | 8608 | 7608 | 9465 | 7918 | 7843 | 7782 | 8035 | 7530 | 7962 | 7527 | 7808 | NA | NA | 8451 | 7563 | 8460
Nuclear—small modular reactor | 7779 | 7962 | 8674 | 9044 | 9041 | 8061 | 9338 | NA | 8894 | 9357 | 8160 | 10440 | 8474 | 8101 | 8164 | 8349 | 8082 | 8583 | 8150 | 8258 | NA | NA | 8942 | 8170 | 8880
Distributed generation— base | 1729 | 1764 | 1967 | 1986 | 2036 | 1779 | 2296 | 3047 | 2302 | 2300 | 1907 | 2304 | 2195 | 1757 | 1778 | 1833 | 1777 | 1886 | 1760 | 1729 | 2533 | 2475 | 2014 | 1630 | 1763
Distributed generation— peak | 2034 | 2076 | 2405 | 2412 | 2485 | 2119 | 2587 | 3312 | 2497 | 2573 | 2206 | 2827 | 2341 | 2107 | 2126 | 2206 | 2123 | 2273 | 2137 | 1929 | 2716 | 2649 | 2383 | 1867 | 2128
Battery storage | 1270 | 1273 | 1255 | 1316 | 1273 | 1300 | 1309 | 1304 | 1275 | 1278 | 1267 | 1283 | 1278 | 1311 | 1293 | 1309 | 1264 | 1272 | 1257 | 1286 | 1323 | 1325 | 1300 | 1259 | 1310
Biomass | 4637 | 4764 | 5157 | 5329 | 5340 | 4802 | 5933 | 8054 | 5952 | 6056 | 5093 | 6067 | 5804 | 4820 | 4857 | 4921 | 4825 | 5126 | 4926 | 5276 | 6759 | 6606 | 5455 | 5227 | 5226
Geothermal | NA | NA | NA | NA | NA | NA | NA | NA | NA | NA | NA | NA | NA | NA | NA | NA | NA | NA | NA | 3468 | 3440 | 2785 | 3366 | NA | 3403
Conventional hydropower | 4992 | 6098 | 2426 | 1612 | 3283 | 4858 | 2248 | NA | 4599 | 4777 | 4164 | NA | 4226 | 2353 | 5104 | 2638 | 5049 | 2128 | 2000 | 4056 | 4291 | 4132 | 3421 | 4085 | 4464
Wind | 3059 | NA | 1723 | 1566 | 1875 | 1566 | 2075 | NA | 2531 | 2075 | 1566 | 2281 | 2161 | 1867 | 2116 | 1566 | 1566 | 1723 | 1723 | 1566 | 3458 | 2715 | 2283 | 1566 | 1566
Wind offshore | 6517 | 7819 | 7714 | NA | 7989 | NA | 7783 | 6714 | 8139 | 7461 | 6100 | 8834 | 6950 | 6005 | NA | NA | NA | NA | NA | NA | 10064 | 10558 | 7550 | NA | NA
Solar thermal | 8424 | 8551 | NA | NA | NA | NA | NA | NA | NA | NA | NA | NA | NA | NA | NA | NA | 8509 | 8838 | 8422 | 8826 | 10397 | 10266 | 9394 | 8481 | 9413
Solar PV with tracking | 1422 | 1395 | 1443 | 1497 | 1480 | 1407 | 1494 | 1758 | 1480 | 1524 | 1440 | 1571 | 1436 | 1465 | 1392 | 1438 | 1394 | 1449 | 1404 | 1418 | 1579 | 1570 | 1453 | 1435 | 1448
Solar PV with storage | 1751 | 1769 | 1822 | 1880 | 1854 | 1787 | 1892 | 2150 | 1858 | 1896 | 1780 | 1971 | 1842 | 1799 | 1781 | 1802 | 1768 | 1826 | 1787 | 1796 | 1969 | 1964 | 1858 | 1789 | 1854
US Generic Battery | 1270 | 1270 | 1270 | 1270 | 1270 | 1270 | 1270 | 1270 | 1270 | 1270 | 1270 | 1270 | 1270 | 1270 | 1270 | 1270 | 1270 | 1270 | 1270 | 1270 | 1270 | 1270 | 1270 | 1270 | 1270
% of US Generic Battery | 100% | 100.2% | 98.82% | 103.6% | 100.2% | 102.4% | 103.1% | 102.7% | 100.4% | 100.6% | 99.76% | 101% | 100.6% | 103.2% | 101.8% | 103.1% | 99.53% | 100.2% | 98.98% | 101.3% | 104.2% | 104.3% | 102.4% | 99.13% | 103.1%
US Generic PV Tracking | 1448 | 1448 | 1448 | 1448 | 1448 | 1448 | 1448 | 1448 | 1448 | 1448 | 1448 | 1448 | 1448 | 1448 | 1448 | 1448 | 1448 | 1448 | 1448 | 1448 | 1448 | 1448 | 1448 | 1448 | 1448
% of US Generic PV Tracking | 98.2% | 96.34% | 99.65% | 103.4% | 102.2% | 97.17% | 103.2% | 121.4% | 102.2% | 105.2% | 99.45% | 108.5% | 99.17% | 101.2% | 96.13% | 99.31% | 96.27% | 100.1% | 96.96% | 97.93% | 109% | 108.4% | 100.3% | 99.1% | 100%
US Generic Wind | 2098 | 2098 | 2098 | 2098 | 2098 | 2098 | 2098 | 2098 | 2098 | 2098 | 2098 | 2098 | 2098 | 2098 | 2098 | 2098 | 2098 | 2098 | 2098 | 2098 | 2098 | 2098 | 2098 | 2098 | 2098
% of US Generic Wind | 145.8% | #VALUE! | 82.13% | 74.64% | 89.37% | 74.64% | 98.9% | #VALUE! | 120.6% | 98.9% | 74.64% | 108.7% | 103% | 88.99% | 100.9% | 74.64% | 74.64% | 82.13% | 82.13% | 74.64% | 164.8% | 129.4% | 108.8% | 74.64% | 74.64%
US Generic OSW | 6672 | 6672 | 6672 | 6672 | 6672 | 6672 | 6672 | 6672 | 6672 | 6672 | 6672 | 6672 | 6672 | 6672 | 6672 | 6672 | 6672 | 6672 | 6672 | 6672 | 6672 | 6672 | 6672 | 6672 | 6672
% of US Generic Wind | 97.68% | 117.2% | 115.6% | #VALUE! | 119.7% | #VALUE! | 116.7% | 100.6% | 122% | 111.8% | 91.43% | 132.4% | 104.2% | 90% | #VALUE! | #VALUE! | #VALUE! | #VALUE! | #VALUE! | #VALUE! | 150.8% | 158.2% | 113.2% | #VALUE! | #VALUE!